## ReadMe
Scenario | WWR Increased Water Productivity
Tab | Units | Description | Notes
Desalination | Cubic Meters | Volume of water delivered from desalination plant
GW Change in Elev | meters | Change in groundwater elevation from intial condition | Only Chtouka and Souss GW can be validated with observation data
GP Irrigation | Cubic Meters | Volume of water pumped from groundwater for irrigation
GP Domestic | Cubic Meters | Volume of water pumped from groundwater for domestic
MAR | Cubic Meters | Volume of water sent to groundwater. Managed Aquifer Recharge (MAR)
SW Irrigation | Cubic Meters | Volume of surface water delivered for irrigation
SW Domestic | Cubic Meters | Volume of surface water delivered to domestic users
WWTP Inflow | Cubic Meters | Volume of water sent to wastewater treatment plant
AgWaterDemand | Cubic Meters | Monthly agricultural water demand
DomWaterDemand | Cubic Meters | Monthly domestic water demand
DomSupplyReq | Cubic Meters | Monthly domestic supply requirement | Supply requirement = Water Demand + Losses
Wastewater Reuse AG | Cubic Meters | Volume of water delivered for irrigation from WWTP's
Wastewater Reuse Agadir | Cubic Meters | Volume of water delivered for administrative use in Agadir from WWTP
Annual Crop Production | Tonnes
Update Results
Clear Results

## Annual Crop Production
Annual Crop Production
Levels, Branch: Demand Sites and Catchments, Levels: 2, Scenario: WWR Increased Water Productivity, All Crops (180), All Tags (10)
Tonne
| "I_El Guerdane\Arbres" | "I_El Guerdane\Cereales" | "I_El Guerdane\Fourrages" | "I_El Guerdane\Maraichages_PC" | "I_El Guerdane\Maraichages_SS" | "I_G1 Aoulouz\Arbres" | "I_G1 Aoulouz\Cereales" | "I_G1 Aoulouz\Fourrages" | "I_Modern Prive Chtouka\Arbres" | "I_Modern Prive Chtouka\Cereales" | "I_Modern Prive Chtouka\Maraichages_PC" | "I_Modern Public Massa\Arboriculture" | "I_Modern Public Massa\Cereales" | "I_Modern Public Massa\Fourrages" | "I_Modern Public Massa\Maraichage_PC" | "I_Moderne Prive Massa\Arbres" | "I_Moderne Prive Massa\Cereales" | "I_Moderne Prive Massa\Fourrages" | "I_Moderne Prive Massa\Maraichages_PC" | "I_Moderne Prive Massa\Maraichages_SS" | "I_Moderne Prive Souss\Arbres" | "I_Moderne Prive Souss\Bananier" | "I_Moderne Prive Souss\Cereales" | "I_Moderne Prive Souss\Fourrages" | "I_Moderne Prive Souss\Maraichages_SS" | "I_Moderne Public Issen\Arboriculture" | "I_Moderne Public Issen\Cereales" | "I_Moderne Public Issen\Fourrages" | "I_Moderne Public Issen\Maraichage_PC" | "I_Moderne Public Souss Amont\Arboriculture" | "I_Moderne Public Souss Amont\Cereales" | "I_Moderne Public Souss Amont\Fourrages" | "I_Moderne Public Souss Amont\Maraichage_PC" | I_Oughzifen\Arbres | I_Oughzifen\Cereales | I_Oughzifen\Fourrages | I_Oughzifen\Maraichages_PC | I_Oughzifen\Maraichages_SS | "I_PMH Anti Atlas Ait Baha\Arbres" | "I_PMH Anti Atlas Ait Baha\Cereales" | "I_PMH Anti Atlas Ait Baha\Maraichages_PC" | "I_PMH Anti Atlas Ighrem\Arbres" | "I_PMH Anti Atlas Ighrem\Cereales" | "I_PMH Anti Atlas Ighrem\Maraichages_PC" | "I_PMH de Tiznit\Arbres" | "I_PMH de Tiznit\Cereales" | "I_PMH de Tiznit\Fourrages" | "I_PMH de Tiznit\Maraichages_PC" | "I_PMH Montagne Souss\Arbres" | "I_PMH Montagne Souss\Cereales" | "I_PMH Montagne Souss\Fourrages" | "I_PMH Montagne Souss\Maraichages_PC" | "I_PMH Taliouine Tifnoute\Cereales" | "I_PMH Taliouine Tifnoute\Fourrages" | "I_PMH Taliouine Tifnoute\Maraichages_PC" | "I_PMH Tamri Tamraght\Arbres" | "I_PMH Tamri Tamraght\Cereales" | "I_PMH Tamri Tamraght\Fourrages" | I_Tassila\Fourrages | "I_Traditional Rehabilite du Souss Perimetre Diffus\Arbres" | "I_Traditional Rehabilite du Souss Perimetre Diffus\Cereales" | "I_Traditional Rehabilite du Souss Perimetre Diffus\Fourrages" | "I_Traditional Rehabilite du Souss Perimetre Diffus\Maraichages_PC" | "I_Traditional Rehabilite Issen\Arboriculture" | "I_Traditional Rehabilite Issen\Cereales" | "I_Traditional Rehabilite Issen\Fourrages" | "I_Traditional Rehabilite Issen\Maraichage_PC" | "I_Traditionnel non Rehabilite 2eme\Arbres" | "I_Traditionnel non Rehabilite 2eme\Cereales" | "I_Traditionnel non Rehabilite 2eme\Fourrages" | "I_Traditionnel non Rehabilite 2eme\Maraichages_PC" | "I_Traditionnel rehabilite du Souss 1ere\Arbres" | "I_Traditionnel rehabilite du Souss 1ere\Cereales" | "I_Traditionnel rehabilite du Souss 1ere\Fourrages" | "I_Traditionnel rehabilite du Souss 1ere\Maraichages_PC" | "I_Traditionnel Rehabilite Souss Amont\Arboriculture" | "I_Traditionnel Rehabilite Souss Amont\Cereales" | "I_Traditionnel Rehabilite Souss Amont\Fourrages" | "I_Traditionnel Rehabilite Souss Amont\Maraichage_PC" | Sum
2019 | 48600 | 14700 | 45000 | 15000 | 100000 | 12150 | 9973.52 | 2250 | 36450 | 12966 | 15750 | 13997.1 | 3196.5 | 53472.3 | 57834.5 | 9450 | 3150 | 67500 | 36000 | 337336 | 152120 | 0 | 60600 | 161600 | 444400 | 44041.5 | 3580.04 | 13567.5 | 11572 | 30925.6 | 3211.97 | 125812 | 29416.2 | 198.9 | 56.355 | 939.25 | 861.9 | 3315 | 572.4 | 4197.6 | 4452 | 635 | 5410.2 | 3048 | 3095.2 | 3080.2 | 38879.2 | 9381 | 3110.25 | 508.95 | 107445 | 6786 | 22152.6 | 15880 | 7146 | 234 | 3088.8 | 14820 | 16650 | 545.77 | 21.1747 | 25879 | 1700.95 | 27882.7 | 1196.82 | 4383.69 | 535 | 4978.8 | 764.816 | 171366 | 13695.4 | 4240.05 | 251.413 | 184906 | 11047.2 | 6144.88 | 62.821 | 23668.7 | 5235.05 | 2740072
2020 | 48600 | 14700 | 45000 | 15000 | 100642 | 12150 | 10800 | 2250 | 36450 | 14850 | 15750 | 16903.5 | 3859.72 | 62725.2 | 72559.4 | 9450 | 3693.98 | 67500 | 36000 | 339789 | 152712 | 161600 | 80435.4 | 161600 | 447414 | 54085 | 4128 | 14637.5 | 11572 | 32007.7 | 3526.5 | 130302 | 29312.9 | 198.9 | 56.355 | 939.25 | 861.9 | 3337.48 | 572.4 | 4197.6 | 4452 | 635 | 5410.2 | 3048 | 3095.2 | 2912.85 | 33943.3 | 9381 | 3110.25 | 508.95 | 107445 | 6786 | 21814.5 | 15880 | 7146 | 234 | 3088.8 | 14820 | 20750 | 815.256 | 119.594 | 25911.9 | 1829.21 | 27913 | 1380 | 3646.43 | 535 | 4978.8 | 723.819 | 110176 | 13830 | 5575.05 | 914.4 | 190348 | 11307.6 | 14642.1 | 204.068 | 20787.5 | 6023.87 | 2928292
2021 | 48600 | 13270.6 | 45000 | 15000 | 101356 | 1790.78 | 10733.7 | 2250 | 36450 | 14850 | 15750 | 16903.5 | 3954 | 63427 | 72593.4 | 9450 | 3129.15 | 67500 | 36000 | 342078 | 152712 | 161600 | 75140.8 | 161600 | 450428 | 54085.6 | 3618.54 | 14637.5 | 11566.5 | 32007.6 | 3526.5 | 130302 | 29416.3 | 198.9 | 56.355 | 939.25 | 861.9 | 3359.96 | 567.571 | 4197.6 | 3731.01 | 635 | 5410.2 | 3048 | 3095.2 | 3132.3 | 26189 | 9381 | 3110.25 | 508.95 | 107445 | 6786 | 22152.6 | 15880 | 7146 | 234 | 3088.8 | 14820 | 20750 | 821.68 | 131.393 | 27918.5 | 1823.31 | 27913 | 1209.68 | 3073.36 | 534.548 | 4978.8 | 819.107 | 135939 | 13830 | 5588 | 758.472 | 172439 | 12192 | 15948.2 | 242.465 | 19714.3 | 6102.96 | 2919429
2022 | 48600 | 14700 | 45000 | 15000 | 102035 | 6892.16 | 2795.84 | 1167.73 | 36450 | 14850 | 15750 | 16903.5 | 3461.05 | 63427 | 72594.3 | 9450 | 3640.39 | 67500 | 36000 | 344261 | 152712 | 161600 | 73542.6 | 161600 | 453442 | 54085.6 | 4128 | 14637.5 | 11572 | 31995.2 | 3526.5 | 130302 | 29416.2 | 198.9 | 56.355 | 939.25 | 861.9 | 3382.45 | 455.915 | 3829.87 | 4452 | 635 | 5410.2 | 3048 | 3095.2 | 3132.3 | 30268.2 | 9381 | 3110.25 | 508.95 | 107445 | 6786 | 22150.9 | 15880 | 7146 | 234 | 3088.8 | 14820 | 20750 | 678.498 | 83.7278 | 7013.66 | 1771.56 | 27913 | 1342.47 | 4244.08 | 463.266 | 4954.95 | 701.22 | 51762 | 13830 | 5180.48 | 873.103 | 59906.6 | 12192 | 15971.1 | 199.423 | 20295.9 | 5555.71 | 2709035
2023 | 48600 | 14700 | 45000 | 15000 | 102713 | 1381.86 | 9157.21 | 2250 | 36450 | 11970.9 | 15750 | 16903.5 | 3903.24 | 63427 | 72599.2 | 9450 | 4006.11 | 67500 | 36000 | 346656 | 149098 | 161600 | 78287.2 | 161600 | 456456 | 54085.6 | 3227.5 | 14637.5 | 11494.9 | 32007.7 | 3526.5 | 130302 | 29237.7 | 198.9 | 56.355 | 939.25 | 861.9 | 3404.93 | 52.7612 | 56.9413 | 1578.48 | 635 | 5410.2 | 3048 | 3095.2 | 3132.3 | 22631.2 | 9381 | 3110.25 | 450.479 | 107445 | 6786 | 22152.6 | 15880 | 7146 | 234 | 3088.8 | 14820 | 20750 | 244.696 | 11.3461 | 12513.2 | 1029.43 | 2911.13 | 196.471 | 2741 | 264.216 | 1740.3 | 71.813 | 124911 | 9641.64 | 1980.9 | 89.5388 | 89501.6 | 9917.99 | 3533.81 | 21.7895 | 18867.9 | 3703.76 | 2749216
2024 | 48600 | 14700 | 45000 | 15000 | 103391 | 2709.28 | 1912.61 | 2122.39 | 36450 | 14850 | 15750 | 16903.5 | 3577.27 | 63427 | 72468.2 | 9450 | 3864.06 | 67500 | 36000 | 348945 | 152712 | 160499 | 81581.2 | 161600 | 459470 | 54085.6 | 4128 | 14637.5 | 11554.2 | 32007.6 | 3526.5 | 130302 | 29416.3 | 198.9 | 56.355 | 939.25 | 861.9 | 3427.41 | 127.724 | 734.988 | 1437.49 | 635 | 4920.76 | 3048 | 3095.2 | 3021.68 | 22303.8 | 9381 | 3110.25 | 508.95 | 107445 | 6786 | 20864.6 | 15880 | 7146 | 234 | 3088.8 | 14820 | 20750 | 810.888 | 70.5944 | 12897.8 | 1682.63 | 4624.18 | 9.8938e-10 | 1002.94 | 421.362 | 4465.02 | 615.205 | 86717.1 | 12764 | 4533.68 | 565.194 | 91882.6 | 12011.8 | 15551.6 | 191.689 | 19936.2 | 5028.78 | 2748735
2025 | 48600 | 14700 | 45000 | 15000 | 104069 | 12150 | 7359.58 | 1583.5 | 36450 | 14850 | 15750 | 16903.5 | 3954 | 63326.4 | 72353.4 | 9450 | 3933.77 | 67500 | 36000 | 351234 | 150087 | 161600 | 81233.2 | 161600 | 462484 | 54085.6 | 4128 | 14637.5 | 11516.9 | 31984 | 3526.5 | 130302 | 29416.2 | 198.9 | 56.355 | 939.25 | 861.9 | 3449.89 | 188.194 | 868.85 | 3960.5 | 635 | 5410.2 | 3048 | 3095.2 | 3022.53 | 38809.1 | 9381 | 3110.25 | 508.95 | 107445 | 6786 | 22152.6 | 15880 | 7146 | 234 | 2906.01 | 14820 | 20750 | 408.882 | 16.7954 | 21448.8 | 1617.6 | 10735 | 369.658 | 2274.71 | 387.014 | 4558.31 | 509.854 | 139933 | 13778.5 | 4012.18 | 223.136 | 147852 | 10420.5 | 5974.44 | 47.5171 | 22839.9 | 4914.96 | 2904753
2026 | 48600 | 14700 | 45000 | 15000 | 104747 | 11495.5 | 5769.72 | 1418.27 | 36431.5 | 14850 | 15750 | 16899.8 | 3954 | 63427 | 72455.6 | 9445.22 | 3828.9 | 67500 | 36000 | 353522 | 152711 | 161600 | 86528.9 | 161600 | 465497 | 54085.6 | 3587.68 | 14637.5 | 11572 | 32007.6 | 3526.5 | 130302 | 29412.1 | 198.9 | 56.355 | 939.25 | 861.9 | 3472.38 | 418.32 | 2204.03 | 4452 | 635 | 5410.2 | 3048 | 3095.2 | 3132.3 | 40885.3 | 9381 | 3110.25 | 508.95 | 107445 | 6786 | 22152.6 | 15880 | 7146 | 234 | 3088.8 | 14820 | 20750 | 761.818 | 138.6 | 21938.6 | 1846.13 | 27913 | 1380 | 2985.52 | 535 | 4978.8 | 829.8 | 128560 | 13830 | 5093.85 | 914.4 | 146602 | 12191.9 | 16151.7 | 229.955 | 23915.7 | 5987.04 | 2944759
2027 | 48600 | 14145.2 | 45000 | 15000 | 105426 | 0 | 10649.5 | 2250 | 36450 | 14850 | 15750 | 16903.5 | 3774.06 | 63427 | 72599.3 | 9450 | 3866.37 | 67500 | 36000 | 355811 | 142381 | 161600 | 79839.3 | 161546 | 467308 | 54085.6 | 4128 | 14637.5 | 11557.3 | 32007.7 | 3462.9 | 130302 | 29416.3 | 198.9 | 51.1246 | 939.25 | 861.9 | 3494.86 | 469.832 | 3823.69 | 2735.18 | 635 | 5410.2 | 3048 | 3095.2 | 3132.3 | 41560.9 | 9381 | 3110.25 | 508.95 | 107445 | 6786 | 22152.6 | 15880 | 7146 | 234 | 2572.13 | 14820 | 20750 | 409.202 | 39.0303 | 18955.2 | 1443.7 | 9006.07 | 1298.81 | 3799.7 | 533.698 | 3392.52 | 132.265 | 132042 | 11499.5 | 3274.93 | 302.114 | 120262 | 10401.2 | 6354.5 | 71.2839 | 20407.4 | 4310.22 | 2857900
2028 | 48600 | 14700 | 45000 | 15000 | 106104 | 12150 | 10800 | 2250 | 36450 | 14850 | 15750 | 16903.5 | 3954 | 63427 | 72599.2 | 9450 | 3728.58 | 67500 | 36000 | 358100 | 152712 | 160301 | 84216.7 | 161600 | 471525 | 54085.6 | 4110.19 | 14637.5 | 11572 | 32007.7 | 3526.5 | 130302 | 29416.2 | 198.9 | 56.355 | 939.25 | 861.9 | 3517.34 | 572.4 | 4197.6 | 4452 | 635 | 5410.2 | 3048 | 3095.2 | 3132.3 | 29823.6 | 9381 | 3110.25 | 506.426 | 107445 | 6786 | 19712 | 15880 | 7146 | 234 | 3088.8 | 14820 | 20750 | 831.6 | 138.6 | 29242.2 | 1678.14 | 20759.6 | 1380 | 4107.51 | 535 | 4978.8 | 829.8 | 172794 | 13830 | 5588 | 914.4 | 189646 | 12192 | 16137.7 | 285 | 24655.2 | 5534.06 | 3038186
2029 | 48600 | 14700 | 45000 | 15000 | 106782 | 12150 | 10800 | 2250 | 36450 | 14850 | 15750 | 16903.5 | 3954 | 63427 | 72598.4 | 9450 | 3944.44 | 67500 | 36000 | 360219 | 152681 | 161600 | 86862.6 | 161600 | 474539 | 54085.6 | 4073.13 | 14637.5 | 11572 | 32007.7 | 3526.5 | 130302 | 29416.2 | 198.9 | 56.355 | 939.25 | 861.9 | 3539.82 | 572.4 | 4197.6 | 4424.73 | 635 | 5410.2 | 3048 | 3095.2 | 3132.3 | 24356.4 | 9381 | 3110.25 | 508.95 | 107445 | 6786 | 22152.6 | 15880 | 7146 | 234 | 3088.8 | 14820 | 20750 | 693.104 | 85.8111 | 22828.4 | 1753.09 | 27913 | 1380 | 4371 | 535 | 4978.8 | 829.8 | 131880 | 13830 | 5572.65 | 816.518 | 152280 | 12192 | 15831.7 | 218.277 | 24221.9 | 5599.96 | 2966812
2030 | 48600 | 14599.3 | 45000 | 15000 | 107460 | 12150 | 10800 | 2250 | 36450 | 14850 | 15750 | 16903.5 | 3954 | 63427 | 72324 | 9450 | 4190.35 | 67500 | 36000 | 362678 | 152616 | 161600 | 85544 | 159255 | 477552 | 54085.6 | 4128 | 14637.5 | 11512.3 | 32007.7 | 3448.38 | 130302 | 29416.3 | 198.9 | 55.2277 | 939.25 | 861.9 | 3562.31 | 475.259 | 4127.53 | 3105.89 | 635 | 5410.2 | 3048 | 3095.2 | 3132.3 | 27291 | 9381 | 3110.25 | 508.95 | 107445 | 6786 | 22152.6 | 15880 | 7146 | 234 | 2706.95 | 14820 | 20750 | 573.875 | 60.9009 | 16411.9 | 1694.93 | 27913 | 1369.62 | 3520.05 | 530.077 | 4978.8 | 798.308 | 108273 | 13830 | 4623.58 | 521.458 | 109504 | 12082.7 | 8703.49 | 141.76 | 21621 | 5662.11 | 2885115
2031 | 48600 | 13662 | 45000 | 15000 | 108138 | 12150 | 10562 | 2250 | 36450 | 14850 | 15750 | 16903.5 | 3954 | 63427 | 72342.7 | 9450 | 4055.21 | 67500 | 36000 | 364967 | 152712 | 161600 | 86465.4 | 161600 | 480567 | 54085.6 | 4128 | 14637.5 | 11514.9 | 32007.7 | 3526.5 | 130302 | 29348.9 | 198.9 | 56.355 | 939.25 | 861.9 | 3584.79 | 315.035 | 1514.07 | 3980.77 | 635 | 5410.2 | 3048 | 3095.2 | 2690.07 | 39129.3 | 9381 | 3110.25 | 508.95 | 107445 | 6786 | 22152.6 | 15880 | 7146 | 234 | 2714.87 | 14820 | 20750 | 831.6 | 138.6 | 25515.5 | 1848 | 27913 | 1229.26 | 3278.72 | 530.289 | 4978.8 | 813.832 | 133019 | 13830 | 5588 | 914.4 | 155217 | 12192 | 16234.5 | 285 | 24461 | 6305 | 2995017
2032 | 48600 | 13958.5 | 45000 | 15000 | 108817 | 12150 | 10800 | 2250 | 36450 | 14850 | 15750 | 16903.5 | 3904.51 | 63427 | 72595.6 | 9450 | 3896.79 | 67500 | 36000 | 367256 | 152712 | 161600 | 80240.3 | 161600 | 483581 | 54085.6 | 4128 | 14637.5 | 11572 | 32007.7 | 3520.11 | 130302 | 29416.2 | 198.9 | 53.6454 | 939.25 | 861.9 | 3607.27 | 455.119 | 3947.8 | 2390.96 | 635 | 5410.2 | 3048 | 3095.2 | 2930.26 | 26021.6 | 9381 | 3110.25 | 508.95 | 107445 | 6786 | 22152.6 | 15880 | 7146 | 234 | 3088.8 | 14820 | 20750 | 831.6 | 120.566 | 18842.6 | 1737.13 | 5398.42 | 716.648 | 2998.36 | 532.205 | 4661.15 | 812.277 | 141653 | 13058.6 | 5572.8 | 780.744 | 186294 | 12159.9 | 15891.1 | 250.067 | 22522.8 | 5500.32 | 2989193
2033 | 48600 | 14700 | 45000 | 15000 | 109495 | 429.645 | 8850.15 | 2235.55 | 36450 | 14850 | 15750 | 16903.5 | 3799.18 | 63427 | 72599.2 | 9450 | 4062.86 | 67500 | 36000 | 369545 | 152712 | 161600 | 72541.3 | 161600 | 486595 | 54085.6 | 4128 | 14637.5 | 11572 | 32007.7 | 3526.5 | 130302 | 29284.1 | 198.9 | 56.355 | 939.25 | 861.9 | 3629.75 | 117.999 | 915.475 | 3562.37 | 635 | 5410.2 | 3048 | 3095.2 | 3132.3 | 40449.2 | 9381 | 3110.25 | 508.95 | 107445 | 6786 | 22121.3 | 15880 | 7146 | 234 | 3088.8 | 14820 | 20750 | 774.905 | 109.841 | 14265.6 | 1777.25 | 810.976 | 3.658 | 137.709 | 134.737 | 4972.94 | 750.393 | 114842 | 13809.8 | 4600.98 | 862.818 | 128810 | 11502.6 | 14587.4 | 242.502 | 20134.9 | 5471.47 | 2885164
2034 | 48600 | 14700 | 45000 | 15000 | 110173 | 12150 | 10800 | 2250 | 36450 | 14850 | 15750 | 16903.5 | 3954 | 63427 | 72598.2 | 9450 | 4196.58 | 67500 | 36000 | 371834 | 152712 | 161600 | 76932.7 | 161600 | 489609 | 54085.6 | 3495.79 | 14637.5 | 11572 | 32007.6 | 3526.5 | 130302 | 29413.1 | 198.89 | 56.355 | 939.25 | 861.9 | 3652.23 | 261.201 | 1447.67 | 1642.8 | 635 | 5410.2 | 3048 | 3095.2 | 3132.3 | 34392.6 | 9381 | 3110.25 | 508.95 | 107445 | 6786 | 22152.6 | 15880 | 7146 | 234 | 3088.8 | 14820 | 20750 | 831.6 | 138.6 | 18573.5 | 1848 | 7009.79 | 1211.98 | 2111.25 | 535 | 4978.8 | 829.8 | 142902 | 13830 | 5588 | 914.4 | 159384 | 12192 | 16234.5 | 285 | 22226.2 | 6300.48 | 2981081
2035 | 48600 | 14700 | 45000 | 15000 | 110851 | 12150 | 10800 | 2250 | 36450 | 14115.9 | 15750 | 16903.5 | 3954 | 63427 | 72599.2 | 9450 | 4206.46 | 67500 | 36000 | 374123 | 152712 | 161600 | 84505.8 | 161600 | 492623 | 54085.6 | 4128 | 14637.5 | 11572 | 32007.7 | 3526.5 | 130302 | 29397.8 | 198.9 | 56.355 | 939.25 | 861.9 | 3674.72 | 32.0821 | 0 | 1965.03 | 635 | 5410.2 | 3048 | 3095.2 | 3132.3 | 32937.3 | 9381 | 3110.25 | 508.95 | 107445 | 6786 | 22152.6 | 15880 | 7146 | 234 | 3088.8 | 14820 | 20750 | 639.514 | 102.401 | 15913.6 | 1824.91 | 1035.31 | 65.6539 | 108.294 | 53.4537 | 4263.75 | 747.547 | 100490 | 13830 | 5580.62 | 831.478 | 107630 | 12008.7 | 13968.6 | 235.464 | 18520.8 | 5029.71 | 2876695
2036 | 48600 | 12944.6 | 45000 | 15000 | 111529 | 12141.5 | 10268.9 | 2250 | 36450 | 14850 | 15750 | 16903.5 | 3334.97 | 63427 | 72599.2 | 9450 | 4255.31 | 67500 | 36000 | 376303 | 152712 | 161600 | 85505.6 | 161600 | 495637 | 54085.6 | 3337.63 | 14637.5 | 11572 | 32007.7 | 3526.5 | 130302 | 29416.2 | 198.9 | 56.355 | 939.25 | 861.9 | 3697.2 | 518.969 | 2895.64 | 4452 | 635 | 5297.11 | 3048 | 3095.2 | 2584.21 | 42400 | 9381 | 3110.25 | 508.95 | 107445 | 6786 | 22152.6 | 15880 | 7146 | 234 | 3072.3 | 14820 | 13455.9 | 831.6 | 122.049 | 30030 | 1848 | 9243.58 | 234.165 | 4091.87 | 475.27 | 4978.8 | 787.811 | 175180 | 13830 | 5588 | 845.548 | 193040 | 12192 | 16234.5 | 270.579 | 27829.2 | 6325 | 3089146
2037 | 48600 | 14700 | 45000 | 15000 | 112208 | 12150 | 10800 | 2250 | 36450 | 14850 | 15750 | 16903.5 | 3811.41 | 63427 | 72455.7 | 9450 | 4483.35 | 67500 | 36000 | 378701 | 152712 | 161600 | 88494.8 | 161600 | 498651 | 54085.6 | 4128 | 14637.5 | 11543.9 | 32007.6 | 3524.15 | 130302 | 29293.8 | 198.9 | 56.355 | 939.25 | 861.9 | 3719.68 | 572.4 | 4197.6 | 4442.66 | 635 | 5410.2 | 3048 | 3095.2 | 3061.87 | 32289.7 | 9381 | 3110.25 | 508.95 | 107445 | 6786 | 22152.6 | 15880 | 7146 | 234 | 3088.77 | 14820 | 20750 | 659.134 | 62.9436 | 22104.2 | 1715.73 | 27913 | 1380 | 4791.87 | 532.676 | 4978.8 | 829.8 | 134021 | 13830 | 5176.85 | 556.104 | 144116 | 12192 | 10915.2 | 169.916 | 24062.3 | 5166.02 | 3012074
2038 | 48600 | 14700 | 45000 | 15000 | 112886 | 12150 | 10724.9 | 2250 | 36450 | 14104.5 | 15750 | 16903.4 | 3954 | 63427 | 72597.5 | 9450 | 4488.34 | 67500 | 36000 | 380990 | 152164 | 161600 | 90778.9 | 161600 | 501664 | 54085.2 | 4128 | 14637.5 | 11572 | 32007.6 | 3277.97 | 130302 | 29416.2 | 198.9 | 56.355 | 939.25 | 861.9 | 3742.16 | 572.128 | 4197.6 | 3702.68 | 635 | 5410.2 | 3048 | 3095.2 | 3047.5 | 42371.2 | 9381 | 3110.25 | 508.95 | 107445 | 6786 | 22152.6 | 15880 | 7146 | 234 | 2988.6 | 14820 | 20750 | 523.848 | 27.6122 | 30013.1 | 1623.91 | 27913 | 1380 | 4027.29 | 535 | 4974.47 | 749.259 | 161460 | 13747.1 | 4373.02 | 346.49 | 162609 | 11881.3 | 7597.45 | 86.9933 | 22620.9 | 4752.04 | 3074481
2039 | 48600 | 14290.3 | 45000 | 15000 | 113564 | 10374.8 | 2605.54 | 1159.08 | 36450 | 14850 | 15750 | 16903.5 | 2963.28 | 63427 | 72594.6 | 9450 | 4306.64 | 67500 | 36000 | 383278 | 152712 | 161600 | 79662.9 | 161600 | 504678 | 54085.6 | 3702.75 | 14637.5 | 11572 | 32007.7 | 3526.5 | 130302 | 29416.2 | 198.9 | 54.2855 | 939.25 | 861.9 | 3764.65 | 538.816 | 2667.81 | 4452 | 635 | 5410.2 | 3048 | 3095.2 | 3078.4 | 27412.4 | 9381 | 3110.25 | 508.95 | 107445 | 6786 | 22152.6 | 15880 | 7146 | 234 | 3088.8 | 14820 | 20750 | 803.199 | 76.2064 | 14582.1 | 1848 | 27913 | 1237.84 | 4680.94 | 535 | 4827.25 | 564.889 | 88093.4 | 13830 | 5247.72 | 577.576 | 116562 | 12192 | 15096 | 188.752 | 17133.6 | 5623.23 | 2912642
2040 | 48600 | 14700 | 45000 | 15000 | 114242 | 0 | 10681.7 | 2250 | 36450 | 14850 | 15750 | 16903.5 | 3954 | 63427 | 72599.2 | 9450 | 4522.76 | 67500 | 36000 | 385567 | 129758 | 161600 | 73653.1 | 161600 | 505087 | 54085.6 | 3627.88 | 14637.5 | 11572 | 32007.7 | 3526.5 | 130302 | 29416.2 | 198.9 | 56.355 | 939.25 | 861.9 | 3787.13 | 418.029 | 4094.86 | 2400.16 | 635 | 4786.51 | 3048 | 3095.2 | 3132.3 | 32401.4 | 9381 | 3110.25 | 508.95 | 107445 | 6786 | 22152.6 | 15880 | 7146 | 234 | 2909.55 | 14820 | 20750 | 679.087 | 32.0498 | 15921.4 | 1484.25 | 6946.8 | 235.528 | 3303.18 | 515.439 | 2442.57 | 198.837 | 98299 | 11324.2 | 3394.46 | 291.702 | 115859 | 11711 | 7167.94 | 94.5225 | 18877.8 | 4099.78 | 2862179
2041 | 48600 | 14700 | 45000 | 15000 | 114920 | 0 | 7799.6 | 2115.81 | 36450 | 14850 | 15750 | 16903.5 | 3954 | 61322.8 | 72312.1 | 9450 | 4518.53 | 67500 | 36000 | 387856 | 143793 | 160167 | 83667.4 | 161600 | 510222 | 54085.6 | 4008.19 | 14637.5 | 11508.1 | 32007.4 | 2952.91 | 130302 | 29192.7 | 198.9 | 51.3559 | 939.25 | 861.9 | 3809.61 | 144.276 | 1345.54 | 1402.91 | 635 | 5410.2 | 3048 | 3095.2 | 3132.3 | 26787.4 | 9381 | 3110.25 | 508.95 | 107445 | 6786 | 21758.4 | 15880 | 7146 | 234 | 3088.8 | 14820 | 20750 | 430.243 | 42.5681 | 15081.5 | 1259.46 | 7399.95 | 353.258 | 213.694 | 196.02 | 2794.12 | 39.4687 | 92805.8 | 9432.67 | 2783.6 | 44.195 | 90667.8 | 8859.37 | 4101.91 | 25.5105 | 16537.4 | 3494.13 | 2831479
2042 | 48600 | 14700 | 45000 | 15000 | 115599 | 5776.41 | 1094.99 | 480.672 | 36450 | 14850 | 15750 | 16903.5 | 3954 | 61362.5 | 72599.2 | 9450 | 4559.72 | 67500 | 36000 | 390145 | 152712 | 161110 | 89203.2 | 161586 | 513720 | 54085.6 | 4128 | 14637.5 | 11572 | 32007.7 | 3526.5 | 130302 | 29416.2 | 198.9 | 56.355 | 939.25 | 861.9 | 3831.26 | 212.38 | 621.818 | 4452 | 635 | 5410.2 | 3048 | 3095.2 | 3132.3 | 23388.2 | 9381 | 3110.25 | 508.95 | 107445 | 6786 | 22152.6 | 15880 | 7146 | 234 | 3088.8 | 14820 | 20750 | 569.015 | 37.6861 | 8093.9 | 1848 | 11319 | 9.4613e-10 | 106.122 | 46.4916 | 3677.1 | 297.44 | 53941.9 | 13830 | 4106.73 | 407.353 | 52719.7 | 12192 | 11707.9 | 78.6246 | 13731.3 | 4538.45 | 2788216
2043 | 48600 | 14596 | 45000 | 15000 | 116277 | 12150 | 10800 | 2250 | 36438 | 14850 | 15750 | 16903.5 | 3954 | 63427 | 72595 | 9446.89 | 4127.19 | 67500 | 36000 | 392434 | 152712 | 161600 | 98075.3 | 161600 | 516734 | 54085.6 | 4128 | 14637.5 | 11572 | 32007.7 | 3526.5 | 130302 | 29416.2 | 198.9 | 56.355 | 939.25 | 861.9 | 3854.58 | 572.4 | 4024.75 | 4452 | 635 | 5410.2 | 3048 | 3095.2 | 3132.3 | 23219.9 | 9381 | 3110.25 | 508.95 | 107445 | 6786 | 22152.6 | 15880 | 7146 | 234 | 3088.8 | 14820 | 20750 | 800.724 | 123.421 | 17740.5 | 1837.07 | 9141.17 | 934.298 | 3617.68 | 487.229 | 4978.8 | 829.8 | 106045 | 13830 | 5588 | 914.397 | 122081 | 12192 | 16234.2 | 285 | 22222.8 | 6161.35 | 2979343
2044 | 48600 | 13554.8 | 45000 | 15000 | 116955 | 12150 | 10800 | 2250 | 36450 | 14850 | 15750 | 16903.5 | 3954 | 63427 | 72593.7 | 9450 | 3860.8 | 67500 | 36000 | 394723 | 152712 | 161600 | 89675.3 | 161600 | 519748 | 54085.6 | 3911.28 | 14637.5 | 11572 | 32007.7 | 3526.5 | 130302 | 29314.6 | 198.9 | 56.355 | 939.25 | 861.9 | 3877.06 | 572.4 | 4197.6 | 4452 | 635 | 5410.2 | 3048 | 3095.2 | 3132.3 | 32113 | 9381 | 3110.25 | 481.797 | 107445 | 6786 | 22152.6 | 15880 | 7146 | 234 | 3088.8 | 14820 | 20750 | 760.699 | 137.146 | 15975.8 | 1712.91 | 17630.5 | 1370.43 | 1500.61 | 535 | 4978.8 | 829.8 | 96271.3 | 13830 | 5494.67 | 914.4 | 110696 | 12161.6 | 15877.1 | 238.432 | 19590.2 | 5285.84 | 2964120
2045 | 48600 | 14700 | 45000 | 15000 | 117633 | 539.933 | 10800 | 2250 | 36450 | 13279.2 | 15750 | 16903.5 | 3954 | 63427 | 72320.8 | 9450 | 4482.43 | 67500 | 36000 | 397012 | 152511 | 161600 | 77669.5 | 161600 | 522743 | 54085.6 | 4128 | 14637.5 | 11507.6 | 32007.7 | 3526.5 | 130302 | 29416 | 198.9 | 56.355 | 939.25 | 861.9 | 3899.54 | 340.031 | 3553.83 | 1624.88 | 635 | 5410.2 | 3048 | 3095.2 | 3132.3 | 29845.5 | 9381 | 3110.25 | 508.95 | 107445 | 6786 | 22152.6 | 15880 | 7146 | 234 | 3085.5 | 14820 | 20750 | 789.319 | 80.6574 | 19836.1 | 1541.14 | 1921.46 | 91.1598 | 960.014 | 431.269 | 4899.57 | 829.8 | 101678 | 12690.2 | 5436.36 | 721.835 | 101201 | 7373.92 | 12386.1 | 218.908 | 19425.3 | 4686.21 | 2911924
2046 | 48600 | 14700 | 45000 | 15000 | 118306 | 11500.4 | 10752 | 2250 | 36450 | 14850 | 15750 | 16896.9 | 3925.22 | 63427 | 72599.3 | 9450 | 4576.06 | 67500 | 36000 | 399301 | 146554 | 161589 | 91202.5 | 161600 | 524921 | 54085.6 | 4128 | 14637.5 | 11572 | 32007.7 | 3526.5 | 130302 | 29416.2 | 198.9 | 53.5989 | 939.25 | 861.9 | 3922.02 | 353.461 | 2138.75 | 4044.54 | 635 | 5109.09 | 3048 | 3095.2 | 3132.3 | 28084.8 | 9381 | 3110.25 | 508.95 | 107445 | 6786 | 19326.8 | 15880 | 7146 | 234 | 3088.8 | 14820 | 20750 | 455.171 | 18.746 | 21403.6 | 1597.52 | 8756.47 | 9.8439e-10 | 184.472 | 268.555 | 4909.2 | 746.936 | 143079 | 13769.2 | 3907.06 | 304.201 | 139891 | 10113.7 | 6844.72 | 73.8569 | 14267.7 | 4467.46 | 3011528
2047 | 48600 | 14700 | 45000 | 15000 | 118990 | 1621.92 | 10800 | 2250 | 36450 | 14850 | 15750 | 16903.5 | 3954 | 60121.9 | 72248.1 | 9450 | 4619.04 | 67500 | 36000 | 401590 | 149790 | 161600 | 90524.8 | 161600 | 528484 | 54085.6 | 4128 | 14637.5 | 11493.7 | 32007.6 | 3526.5 | 130302 | 29344.9 | 198.9 | 56.355 | 939.25 | 861.9 | 3944.51 | 405.039 | 3105.3 | 1948.1 | 635 | 5410.2 | 3048 | 3095.2 | 3132.3 | 24989.9 | 9381 | 3110.25 | 508.95 | 107445 | 6786 | 22152.6 | 15880 | 7146 | 234 | 3088.8 | 14820 | 20750 | 534.168 | 12.6032 | 19208.1 | 1298.96 | 13654.2 | 1286.18 | 4055.04 | 528.528 | 4864.98 | 633.949 | 102681 | 9746.1 | 4014.79 | 284.018 | 165323 | 5850.92 | 8769.72 | 61.6489 | 23297.5 | 4164.56 | 3001265
2048 | 48600 | 14700 | 45000 | 15000 | 119668 | 1453.9 | 10570.3 | 2250 | 36450 | 14850 | 15750 | 16898.5 | 3954 | 61961.3 | 72599.2 | 9450 | 4628.63 | 67500 | 36000 | 403879 | 103041 | 161267 | 56383.4 | 161600 | 520040 | 54085.6 | 4128 | 14637.5 | 11572 | 32007.6 | 3526.5 | 130302 | 29416.2 | 198.9 | 56.355 | 939.25 | 861.9 | 3966.99 | 118.576 | 0 | 767.945 | 635 | 5410.2 | 3048 | 3095.2 | 3029.84 | 21815.5 | 9381 | 3110.25 | 508.95 | 107445 | 6786 | 22152.6 | 15880 | 7146 | 234 | 3088.8 | 14820 | 20750 | 93.3984 | 5.0752 | 13273.4 | 23.49 | 226.343 | 1.5134 | 944.363 | 176.348 | 1253.4 | 100.969 | 86156.3 | 288.817 | 1277.47 | 113.986 | 73924.7 | 131.231 | 844.855 | 20.243 | 16655.2 | 1955.57 | 2735882
2049 | 48600 | 14694.3 | 45000 | 15000 | 120346 | 12150 | 10550.7 | 2250 | 36450 | 13957.1 | 15750 | 16903.5 | 3954 | 62111.5 | 72599.2 | 9450 | 4717.7 | 67500 | 36000 | 406168 | 152712 | 151339 | 79999.8 | 161600 | 534818 | 54085.6 | 4128 | 14637.5 | 11483.8 | 32007.7 | 3526.5 | 130302 | 29416.2 | 198.9 | 47.8228 | 939.25 | 861.9 | 3988.95 | 570.701 | 2872.46 | 3805.78 | 635 | 5410.2 | 3048 | 3095.2 | 3132.3 | 42400 | 9381 | 3110.25 | 508.92 | 107445 | 6786 | 22152.6 | 15880 | 7146 | 234 | 3088.8 | 14820 | 20750 | 831.6 | 124.668 | 28468.2 | 1831.65 | 16199.3 | 896.905 | 2234.52 | 488.614 | 4978.8 | 736.137 | 174174 | 13818.6 | 5588 | 910.733 | 183239 | 12192 | 16119.4 | 282.791 | 20825 | 6123.77 | 3146580
2050 | 48600 | 14691.3 | 45000 | 15000 | 121024 | 12150 | 10800 | 2250 | 36450 | 14850 | 15750 | 16903.5 | 3954 | 63108.7 | 72599.2 | 9450 | 4719.24 | 67500 | 36000 | 408457 | 152712 | 161600 | 94568.4 | 161600 | 537832 | 54085.6 | 4128 | 14637.5 | 11572 | 32007.7 | 3526.5 | 130302 | 29276 | 198.9 | 55.0857 | 939.25 | 861.9 | 4011.95 | 375.908 | 2074.2 | 4452 | 635 | 5410.2 | 3048 | 3095.2 | 3132.3 | 42400 | 9381 | 3110.25 | 508.95 | 107445 | 6786 | 22152.6 | 15880 | 7146 | 234 | 3088.8 | 14820 | 20750 | 612.815 | 45.9361 | 18076.2 | 1623.45 | 27913 | 1380 | 5230.62 | 535 | 4859.98 | 465.732 | 134010 | 13580.5 | 4889.15 | 688.031 | 132978 | 11535.3 | 9543.43 | 125.036 | 13157.6 | 4290.33 | 3074636
2051 | 48600 | 14700 | 45000 | 15000 | 121702 | 12150 | 10800 | 2250 | 36450 | 14850 | 15750 | 16903.5 | 3954 | 63427 | 72599.2 | 9450 | 4992.89 | 67500 | 36000 | 410746 | 152712 | 161576 | 100359 | 161600 | 540845 | 54085.6 | 4128 | 14637.5 | 11572 | 32007.6 | 3526.5 | 130302 | 29416.2 | 198.832 | 56.355 | 939.25 | 861.9 | 4034.43 | 572.4 | 4197.6 | 4452 | 635 | 5410.2 | 3048 | 3095.2 | 3132.3 | 42400 | 9381 | 3110.25 | 508.95 | 107445 | 6786 | 22152.6 | 15880 | 7146 | 234 | 3088.8 | 14820 | 20750 | 831.6 | 138.389 | 30030 | 1848 | 27913 | 1380 | 7000 | 535 | 4978.8 | 829.8 | 175180 | 13830 | 5588 | 914.4 | 193040 | 12192 | 16234.5 | 284.453 | 28582.4 | 6325 | 3231583
Sum | 1603800 | 477807 | 1485000 | 495000 | 3658048 | 274658 | 304013 | 68533 | 1202820 | 481344 | 519750 | 554894 | 126544 | 2071761 | 2378825 | 311842 | 137253 | 2227500 | 1188000 | 12345503 | 4930834 | 5156248 | 2723921 | 5330387 | 16239314 | 1774780 | 130969 | 481968 | 381266 | 1055134 | 115087 | 4295460 | 969570 | 6563.62 | 1831.02 | 30995.2 | 28442.7 | 121264 | 13084.5 | 90644.3 | 112079 | 20955 | 177009 | 100584 | 102142 | 101370 | 1064190 | 309573 | 102638 | 16707.2 | 3545685 | 223938 | 723716 | 524040 | 235818 | 7722 | 100176 | 489060 | 673356 | 21710.1 | 2615.33 | 655908 | 53847.5 | 527568 | 27892 | 95726.6 | 14416.3 | 147194 | 21050.1 | 4050335 | 421755 | 154648 | 20283 | 4490413 | 363166 | 393536 | 5719.35 | 687614 | 169724 | 96746534

## Desalination
Transmission Link Flow
Scenario: WWR Increased Water Productivity, All months (12)
Cubic Meter
| "Transmission Link from Desalination to Agadir" | "Transmission Link from Desalination to I_Modern Prive Chtouka" | "Transmission Link from Desalination to I_Moderne Prive Massa" | Sum
2018-09-01 | 0 | 0 | 0 | 0
2018-10-01 | 0 | 0 | 0 | 0
2018-11-01 | 0 | 0 | 0 | 0
2018-12-01 | 0 | 0 | 0 | 0
2019-01-01 | 0 | 0 | 0 | 0
2019-02-01 | 0 | 0 | 0 | 0
2019-03-01 | 0 | 0 | 0 | 0
2019-04-01 | 0 | 0 | 0 | 0
2019-05-01 | 0 | 0 | 0 | 0
2019-06-01 | 0 | 0 | 0 | 0
2019-07-01 | 0 | 0 | 0 | 0
2019-08-01 | 0 | 0 | 0 | 0
2019-09-01 | 0 | 0 | 0 | 0
2019-10-01 | 0 | 0 | 0 | 0
2019-11-01 | 0 | 0 | 0 | 0
2019-12-01 | 0 | 0 | 0 | 0
2020-01-01 | 0 | 0 | 0 | 0
2020-02-01 | 0 | 0 | 0 | 0
2020-03-01 | 0 | 0 | 0 | 0
2020-04-01 | 0 | 0 | 0 | 0
2020-05-01 | 0 | 0 | 0 | 0
2020-06-01 | 0 | 0 | 0 | 0
2020-07-01 | 0 | 0 | 0 | 0
2020-08-01 | 0 | 0 | 0 | 0
2020-09-01 | 3877600 | 0 | 0 | 3877600
2020-10-01 | 4006900 | 1184821 | 804684 | 5996405
2020-11-01 | 3877600 | 838580 | 3533820 | 8250000
2020-12-01 | 4006900 | 1516536 | 3001564 | 8525000
2021-01-01 | 4006900 | 0 | 3394464 | 7401364
2021-02-01 | 3619100 | 468 | 4080432 | 7700000
2021-03-01 | 4006900 | 2182536 | 2335564 | 8525000
2021-04-01 | 3877600 | 2322702 | 1938020 | 8138322
2021-05-01 | 4006900 | 536 | 4517564 | 8525000
2021-06-01 | 3877600 | 480 | 4371920 | 8250000
2021-07-01 | 4006900 | 536 | 4517564 | 8525000
2021-08-01 | 4006900 | 1229636 | 3288464 | 8525000
2021-09-01 | 3960800 | 0 | 0 | 3960800
2021-10-01 | 4092800 | 1489636 | 2942564 | 8525000
2021-11-01 | 3960800 | 279780 | 4009420 | 8250000
2021-12-01 | 4092800 | 3105636 | 1326564 | 8525000
2022-01-01 | 4092800 | 1888526 | 453774 | 6435100
2022-02-01 | 3696700 | 468 | 4002832 | 7700000
2022-03-01 | 4092800 | 2117536 | 2314664 | 8525000
2022-04-01 | 3960800 | 1707880 | 2581320 | 8250000
2022-05-01 | 4092800 | 536 | 4431664 | 8525000
2022-06-01 | 3960800 | 480 | 4288720 | 8250000
2022-07-01 | 4092800 | 536 | 4431664 | 8525000
2022-08-01 | 4092800 | 0 | 2762264 | 6855064
2022-09-01 | 4043900 | 0 | 0 | 4043900
2022-10-01 | 4178700 | 1716936 | 2629364 | 8525000
2022-11-01 | 4043900 | 1818923 | 1474620 | 7337443
2022-12-01 | 4178700 | 813736 | 3532564 | 8525000
2023-01-01 | 4178700 | 188336 | 4157964 | 8525000
2023-02-01 | 3774300 | 0 | 3607532 | 7381832
2023-03-01 | 4178700 | 536 | 4345764 | 8525000
2023-04-01 | 4043900 | 1909480 | 2296620 | 8250000
2023-05-01 | 4178700 | 536 | 4345764 | 8525000
2023-06-01 | 4043900 | 480 | 4205620 | 8250000
2023-07-01 | 4178700 | 536 | 4345764 | 8525000
2023-08-01 | 4178700 | 964736 | 3381564 | 8525000
2023-09-01 | 4127000 | 0 | 0 | 4127000
2023-10-01 | 4264600 | 1721336 | 2539064 | 8525000
2023-11-01 | 4127000 | 1458477 | 629320 | 6214797
2023-12-01 | 4264600 | 2788836 | 1471564 | 8525000
2024-01-01 | 4264600 | 0 | 4260364 | 8524964
2024-02-01 | 3851900 | 468 | 3847632 | 7700000
2024-03-01 | 4264600 | 1967036 | 2293364 | 8525000
2024-04-01 | 4127000 | 384980 | 3738020 | 8250000
2024-05-01 | 4264600 | 436 | 4259964 | 8525000
2024-06-01 | 4127000 | 580 | 4122420 | 8250000
2024-07-01 | 4264600 | 436 | 4259964 | 8525000
2024-08-01 | 4264600 | 890036 | 3370364 | 8525000
2024-09-01 | 4210200 | 0 | 0 | 4210200
2024-10-01 | 4350500 | 2801688 | 1112564 | 8264752
2024-11-01 | 4210200 | 0 | 676800 | 4887000
2024-12-01 | 4350500 | 693736 | 3480764 | 8525000
2025-01-01 | 4350500 | 0 | 2594664 | 6945164
2025-02-01 | 3929500 | 568 | 3769932 | 7700000
2025-03-01 | 4350500 | 436 | 4174064 | 8525000
2025-04-01 | 4210200 | 1024880 | 3014920 | 8250000
2025-05-01 | 4350500 | 436 | 4174064 | 8525000
2025-06-01 | 4210200 | 480 | 4039320 | 8250000
2025-07-01 | 4350500 | 436 | 4174064 | 8525000
2025-08-01 | 4350500 | 0 | 2598264 | 6948764
2025-09-01 | 4302400 | 0 | 0 | 4302400
2025-10-01 | 4445800 | 2564758 | 1127064 | 8137622
2025-11-01 | 4302400 | 480 | 3947120 | 8250000
2025-12-01 | 4445800 | 1847096 | 995864 | 7288760
2026-01-01 | 4445800 | 436 | 4078764 | 8525000
2026-02-01 | 4015500 | 0 | 2654932 | 6670432
2026-03-01 | 4445800 | 1916936 | 2162264 | 8525000
2026-04-01 | 4302400 | 1914280 | 2033320 | 8250000
2026-05-01 | 4445800 | 436 | 4078764 | 8525000
2026-06-01 | 4302400 | 480 | 3947120 | 8250000
2026-07-01 | 4445800 | 436 | 4078764 | 8525000
2026-08-01 | 4445800 | 888636 | 3190564 | 8525000
2026-09-01 | 4394600 | 0 | 0 | 4394600
2026-10-01 | 4541000 | 1416936 | 2567064 | 8525000
2026-11-01 | 4394600 | 1860584 | 1751520 | 8006704
2026-12-01 | 4541000 | 946536 | 3037464 | 8525000
2027-01-01 | 4541000 | 436 | 3983564 | 8525000
2027-02-01 | 4101600 | 0 | 2411232 | 6512832
2027-03-01 | 4541000 | 436 | 3983564 | 8525000
2027-04-01 | 4394600 | 2482180 | 1373220 | 8250000
2027-05-01 | 4541000 | 436 | 3983564 | 8525000
2027-06-01 | 4394600 | 580 | 3854820 | 8250000
2027-07-01 | 4541000 | 168536 | 3815464 | 8525000
2027-08-01 | 4541000 | 758136 | 3225864 | 8525000
2027-09-01 | 4486800 | 0 | 0 | 4486800
2027-10-01 | 4636300 | 862177 | 1933464 | 7431941
2027-11-01 | 4486800 | 0 | 3455820 | 7942620
2027-12-01 | 4636300 | 0 | 296914 | 4933214
2028-01-01 | 4636300 | 0 | 2381864 | 7018164
2028-02-01 | 4187600 | 468 | 3511932 | 7700000
2028-03-01 | 4636300 | 1690736 | 2197964 | 8525000
2028-04-01 | 4486800 | 2162380 | 1600820 | 8250000
2028-05-01 | 4636300 | 436 | 3888264 | 8525000
2028-06-01 | 4486800 | 480 | 3762720 | 8250000
2028-07-01 | 4636300 | 436 | 3888264 | 8525000
2028-08-01 | 4636300 | 36 | 3888664 | 8525000
2028-09-01 | 4499100 | 0 | 0 | 4499100
2028-10-01 | 4649000 | 1911417 | 910464 | 7470881
2028-11-01 | 4499100 | 0 | 508970 | 5008070
2028-12-01 | 4649000 | 0 | 629394 | 5278394
2029-01-01 | 4649000 | 1821236 | 2054764 | 8525000
2029-02-01 | 4199000 | 0 | 3500632 | 7699632
2029-03-01 | 4649000 | 1710336 | 2165664 | 8525000
2029-04-01 | 4499100 | 803880 | 2947020 | 8250000
2029-05-01 | 4649000 | 436 | 3875564 | 8525000
2029-06-01 | 4499100 | 480 | 3750420 | 8250000
2029-07-01 | 4649000 | 64836 | 3811164 | 8525000
2029-08-01 | 4649000 | 675336 | 3200664 | 8525000
2029-09-01 | 4671100 | 0 | 0 | 4671100
2029-10-01 | 4826800 | 1933728 | 935064 | 7695592
2029-11-01 | 4671100 | 1647384 | 3056620 | 9375104
2029-12-01 | 4826800 | 0 | 1745964 | 6572764
2030-01-01 | 4826800 | 2085582 | 3140864 | 10053246
2030-02-01 | 4359700 | 3279568 | 4960732 | 12600000
2030-03-01 | 4826800 | 4193436 | 4929764 | 13950000
2030-04-01 | 4671100 | 4996849 | 3297820 | 12965769
2030-05-01 | 4826800 | 1356936 | 7766264 | 13950000
2030-06-01 | 4671100 | 3889980 | 4938920 | 13500000
2030-07-01 | 4826800 | 1518136 | 7605064 | 13950000
2030-08-01 | 4826800 | 2172454 | 3174464 | 10173718
2030-09-01 | 4758300 | 0 | 0 | 4758300
2030-10-01 | 4916900 | 1956984 | 1134164 | 8008048
2030-11-01 | 4758300 | 939635 | 2840620 | 8538555
2030-12-01 | 4916900 | 4867122 | 970164 | 10754186
2031-01-01 | 4916900 | 0 | 5726464 | 10643364
2031-02-01 | 4441100 | 2137603 | 3235432 | 9814135
2031-03-01 | 4916900 | 7566536 | 1466564 | 13950000
2031-04-01 | 4758300 | 2693954 | 2475820 | 9928074
2031-05-01 | 4916900 | 936 | 9032164 | 13950000
2031-06-01 | 4758300 | 3369480 | 5372220 | 13500000
2031-07-01 | 4916900 | 1475336 | 7557764 | 13950000
2031-08-01 | 4916900 | 0 | 2674164 | 7591064
2031-09-01 | 4845500 | 0 | 0 | 4845500
2031-10-01 | 5007000 | 1662870 | 928864 | 7598734
2031-11-01 | 4845500 | 2958390 | 3656120 | 11460010
2031-12-01 | 5007000 | 4974747 | 3746864 | 13728611
2032-01-01 | 5007000 | 4788436 | 4154564 | 13950000
2032-02-01 | 4522500 | 0 | 3728832 | 8251332
2032-03-01 | 5007000 | 4023636 | 4919364 | 13950000
2032-04-01 | 4845500 | 2771870 | 4753220 | 12370590
2032-05-01 | 5007000 | 3110036 | 5832964 | 13950000
2032-06-01 | 4845500 | 1675580 | 6978920 | 13500000
2032-07-01 | 5007000 | 1389336 | 7553664 | 13950000
2032-08-01 | 5007000 | 2182947 | 3243864 | 10433811
2032-09-01 | 4932700 | 0 | 0 | 4932700
2032-10-01 | 5097100 | 1902444 | 649534 | 7649078
2032-11-01 | 4932700 | 4306580 | 4260720 | 13500000
2032-12-01 | 5097100 | 1835291 | 998164 | 7930555
2033-01-01 | 5097100 | 2690136 | 6162764 | 13950000
2033-02-01 | 4603900 | 0 | 2612232 | 7216132
2033-03-01 | 5097100 | 5340036 | 3512864 | 13950000
2033-04-01 | 4932700 | 4906465 | 3060220 | 12899385
2033-05-01 | 5097100 | 3260265 | 5308764 | 13666129
2033-06-01 | 4932700 | 880 | 8566420 | 13500000
2033-07-01 | 5097100 | 3516136 | 5336764 | 13950000
2033-08-01 | 5097100 | 0 | 2696464 | 7793564
2033-09-01 | 5019900 | 0 | 0 | 5019900
2033-10-01 | 5187200 | 812112 | 906964 | 6906276
2033-11-01 | 5019900 | 0 | 239060 | 5258960
2033-12-01 | 5187200 | 4191136 | 4571664 | 13950000
2034-01-01 | 5187200 | 0 | 3309064 | 8496264
2034-02-01 | 4685200 | 756068 | 7158732 | 12600000
2034-03-01 | 5187200 | 6738936 | 2023864 | 13950000
2034-04-01 | 5019900 | 2672228 | 2132320 | 9824448
2034-05-01 | 5187200 | 936 | 8761864 | 13950000
2034-06-01 | 5019900 | 3030416 | 4363020 | 12413336
2034-07-01 | 5187200 | 1081036 | 7681764 | 13950000
2034-08-01 | 5187200 | 2224186 | 3271764 | 10683150
2034-09-01 | 5107100 | 0 | 0 | 5107100
2034-10-01 | 5277300 | 1877110 | 1981264 | 9135674
2034-11-01 | 5107100 | 3199155 | 4286120 | 12592375
2034-12-01 | 5277300 | 4889045 | 1028364 | 11194709
2035-01-01 | 5277300 | 2593336 | 6079364 | 13950000
2035-02-01 | 4766600 | 2181417 | 4503032 | 11451049
2035-03-01 | 5277300 | 6441136 | 2231564 | 13950000
2035-04-01 | 5107100 | 2683765 | 2386920 | 10177785
2035-05-01 | 5277300 | 936 | 8671764 | 13950000
2035-06-01 | 5107100 | 2893480 | 5499420 | 13500000
2035-07-01 | 5277300 | 3925236 | 4747464 | 13950000
2035-08-01 | 5277300 | 2204471 | 6054364 | 13536135
2035-09-01 | 5186000 | 0 | 0 | 5186000
2035-10-01 | 5358900 | 2467652 | 3549464 | 11376016
2035-11-01 | 5186000 | 1143109 | 909920 | 7239029
2035-12-01 | 5358900 | 0 | 0 | 5358900
2036-01-01 | 5358900 | 0 | 0 | 5358900
2036-02-01 | 4840300 | 0 | 5162932 | 10003232
2036-03-01 | 5358900 | 7145336 | 1445764 | 13950000
2036-04-01 | 5186000 | 2579757 | 2860020 | 10625777
2036-05-01 | 5358900 | 936 | 8590164 | 13950000
2036-06-01 | 5186000 | 3007953 | 4406820 | 12600773
2036-07-01 | 5358900 | 958536 | 7632564 | 13950000
2036-08-01 | 5358900 | 2188370 | 3212364 | 10759634
2036-09-01 | 5264900 | 0 | 0 | 5264900
2036-10-01 | 5440400 | 2391524 | 2598964 | 10430888
2036-11-01 | 5264900 | 1852703 | 1492020 | 8609623
2036-12-01 | 5440400 | 0 | 2361364 | 7801764
2037-01-01 | 5440400 | 0 | 2640364 | 8080764
2037-02-01 | 4913900 | 623168 | 7062932 | 12600000
2037-03-01 | 5440400 | 2478950 | 2142864 | 10062214
2037-04-01 | 5264900 | 5195880 | 3039220 | 13500000
2037-05-01 | 5440400 | 2119436 | 6390164 | 13950000
2037-06-01 | 5264900 | 373080 | 7862020 | 13500000
2037-07-01 | 5440400 | 1481036 | 7028564 | 13950000
2037-08-01 | 5440400 | 2295200 | 3205964 | 10941564
2037-09-01 | 5343900 | 0 | 0 | 5343900
2037-10-01 | 5522000 | 767880 | 655494 | 6945374
2037-11-01 | 5343900 | 1884820 | 3895420 | 11124140
2037-12-01 | 5522000 | 0 | 0 | 5522000
2038-01-01 | 5522000 | 2577636 | 5850364 | 13950000
2038-02-01 | 4987600 | 0 | 0 | 4987600
2038-03-01 | 5522000 | 1914736 | 6513264 | 13950000
2038-04-01 | 5343900 | 4655280 | 3500820 | 13500000
2038-05-01 | 5522000 | 817936 | 7610064 | 13950000
2038-06-01 | 5343900 | 3237580 | 4918520 | 13500000
2038-07-01 | 5522000 | 845136 | 7582864 | 13950000
2038-08-01 | 5522000 | 0 | 2680664 | 8202664
2038-09-01 | 5422800 | 0 | 0 | 5422800
2038-10-01 | 5603500 | 2642892 | 1967564 | 10213956
2038-11-01 | 5422800 | 4232880 | 3844320 | 13500000
2038-12-01 | 5603500 | 1854828 | 1625264 | 9083592
2039-01-01 | 5603500 | 3928836 | 4417664 | 13950000
2039-02-01 | 5061300 | 2230167 | 4388232 | 11679699
2039-03-01 | 5603500 | 6908036 | 1438464 | 13950000
2039-04-01 | 5422800 | 3647580 | 4429620 | 13500000
2039-05-01 | 5603500 | 36 | 8346464 | 13950000
2039-06-01 | 5422800 | 2820980 | 5256220 | 13500000
2039-07-01 | 5603500 | 936 | 8345564 | 13950000
2039-08-01 | 5603500 | 2333587 | 3270464 | 11207551
2039-09-01 | 5501700 | 0 | 0 | 5501700
2039-10-01 | 5685100 | 1843572 | 1693264 | 9221936
2039-11-01 | 5501700 | 1537091 | 3423320 | 10462111
2039-12-01 | 5685100 | 5816526 | 990464 | 12492090
2040-01-01 | 5685100 | 1639936 | 6624964 | 13950000
2040-02-01 | 5134900 | 6314668 | 1150432 | 12600000
2040-03-01 | 5685100 | 936 | 8263964 | 13950000
2040-04-01 | 5501700 | 2682133 | 1492120 | 9675953
2040-05-01 | 5685100 | 502636 | 7762264 | 13950000
2040-06-01 | 5501700 | 653280 | 7345020 | 13500000
2040-07-01 | 5685100 | 3590236 | 4674664 | 13950000
2040-08-01 | 5685100 | 2288904 | 3283464 | 11257468
2040-09-01 | 5557800 | 0 | 0 | 5557800
2040-10-01 | 5743100 | 1469220 | 2161064 | 9373384
2040-11-01 | 5557800 | 4011580 | 3930620 | 13500000
2040-12-01 | 5743100 | 0 | 895164 | 6638264
2041-01-01 | 5743100 | 4978336 | 3228564 | 13950000
2041-02-01 | 5187300 | 338568 | 7074132 | 12600000
2041-03-01 | 5743100 | 5407336 | 2799564 | 13950000
2041-04-01 | 5557800 | 3726980 | 4215220 | 13500000
2041-05-01 | 5743100 | 936 | 8205964 | 13950000
2041-06-01 | 5557800 | 525980 | 7416220 | 13500000
2041-07-01 | 5743100 | 2982536 | 5224364 | 13950000
2041-08-01 | 5743100 | 0 | 2674264 | 8417364
2041-09-01 | 5614000 | 0 | 0 | 5614000
2041-10-01 | 5801100 | 2199236 | 3040364 | 11040700
2041-11-01 | 5614000 | 1901402 | 4231020 | 11746422
2041-12-01 | 5801100 | 1939305 | 3758164 | 11498569
2042-01-01 | 5801100 | 4294036 | 3854864 | 13950000
2042-02-01 | 5239700 | 839468 | 6520832 | 12600000
2042-03-01 | 5801100 | 2471527 | 2082464 | 10355091
2042-04-01 | 5614000 | 2678913 | 1858020 | 10150933
2042-05-01 | 5801100 | 836 | 8148064 | 13950000
2042-06-01 | 5614000 | 415080 | 7470920 | 13500000
2042-07-01 | 5801100 | 624436 | 7524464 | 13950000
2042-08-01 | 5801100 | 2223747 | 3173664 | 11198511
2042-09-01 | 5670100 | 0 | 0 | 5670100
2042-10-01 | 5859100 | 2409313 | 872864 | 9141277
2042-11-01 | 5670100 | 1485321 | 2966320 | 10121741
2042-12-01 | 5859100 | 0 | 567764 | 6426864
2043-01-01 | 5859100 | 1467836 | 6623064 | 13950000
2043-02-01 | 5292100 | 2289191 | 4497432 | 12078723
2043-03-01 | 5859100 | 5903736 | 2187164 | 13950000
2043-04-01 | 5670100 | 2743269 | 2917820 | 11331189
2043-05-01 | 5859100 | 836 | 8090064 | 13950000
2043-06-01 | 5670100 | 43580 | 7786320 | 13500000
2043-07-01 | 5859100 | 836 | 8090064 | 13950000
2043-08-01 | 5859100 | 0 | 2638164 | 8497264
2043-09-01 | 5726200 | 0 | 0 | 5726200
2043-10-01 | 5917100 | 1735104 | 911564 | 8563768
2043-11-01 | 5726200 | 3120923 | 1327020 | 10174143
2043-12-01 | 5917100 | 0 | 566054 | 6483154
2044-01-01 | 5917100 | 2272136 | 5760764 | 13950000
2044-02-01 | 5344500 | 176568 | 7078932 | 12600000
2044-03-01 | 5917100 | 5879936 | 2152964 | 13950000
2044-04-01 | 5726200 | 2674894 | 2175220 | 10576314
2044-05-01 | 5917100 | 1536636 | 6496264 | 13950000
2044-06-01 | 5726200 | 880 | 7772920 | 13500000
2044-07-01 | 5917100 | 407836 | 7625064 | 13950000
2044-08-01 | 5917100 | 0 | 2615164 | 8532264
2044-09-01 | 5782300 | 0 | 0 | 5782300
2044-10-01 | 5975100 | 2252809 | 1127564 | 9355473
2044-11-01 | 5782300 | 1927473 | 4009820 | 11719593
2044-12-01 | 5975100 | 1913521 | 1086964 | 8975585
2045-01-01 | 5975100 | 1185936 | 6788964 | 13950000
2045-02-01 | 5396800 | 0 | 0 | 5396800
2045-03-01 | 5975100 | 1565636 | 6409264 | 13950000
2045-04-01 | 5782300 | 2567672 | 1859320 | 10209292
2045-05-01 | 5975100 | 836 | 7974064 | 13950000
2045-06-01 | 5782300 | 446080 | 7271620 | 13500000
2045-07-01 | 5975100 | 3261336 | 4713564 | 13950000
2045-08-01 | 5975100 | 0 | 2622564 | 8597664
2045-09-01 | 5841300 | 0 | 0 | 5841300
2045-10-01 | 6036100 | 1806622 | 2066464 | 9909186
2045-11-01 | 5841300 | 3443580 | 4215120 | 13500000
2045-12-01 | 6036100 | 4321236 | 3592664 | 13950000
2046-01-01 | 6036100 | 0 | 0 | 6036100
2046-02-01 | 5451900 | 0 | 6515932 | 11967832
2046-03-01 | 6036100 | 5728936 | 2184964 | 13950000
2046-04-01 | 5841300 | 4316180 | 3342520 | 13500000
2046-05-01 | 6036100 | 836 | 7913064 | 13950000
2046-06-01 | 5841300 | 403380 | 7255320 | 13500000
2046-07-01 | 6036100 | 3169936 | 4743964 | 13950000
2046-08-01 | 6036100 | 0 | 2714364 | 8750464
2046-09-01 | 5900400 | 0 | 0 | 5900400
2046-10-01 | 6097000 | 1402496 | 1264464 | 8763960
2046-11-01 | 5900400 | 1909178 | 3321420 | 11130998
2046-12-01 | 6097000 | 1083536 | 6769464 | 13950000
2047-01-01 | 6097000 | 4680585 | 857164 | 11634749
2047-02-01 | 5507000 | 768 | 7092232 | 12600000
2047-03-01 | 6097000 | 5685936 | 2167064 | 13950000
2047-04-01 | 5900400 | 4998780 | 2600820 | 13500000
2047-05-01 | 6097000 | 836 | 7852164 | 13950000
2047-06-01 | 5900400 | 1333580 | 6266020 | 13500000
2047-07-01 | 6097000 | 836 | 7852164 | 13950000
2047-08-01 | 6097000 | 0 | 2633364 | 8730364
2047-09-01 | 5959400 | 0 | 0 | 5959400
2047-10-01 | 6158000 | 2080554 | 2956464 | 11195018
2047-11-01 | 5959400 | 1915308 | 1356720 | 9231428
2047-12-01 | 6158000 | 1991225 | 3547164 | 11696389
2048-01-01 | 6158000 | 4123136 | 3668864 | 13950000
2048-02-01 | 5562100 | 2290804 | 4272932 | 12125836
2048-03-01 | 6158000 | 2820536 | 4971464 | 13950000
2048-04-01 | 5959400 | 2231380 | 5309220 | 13500000
2048-05-01 | 6158000 | 124236 | 7667764 | 13950000
2048-06-01 | 5959400 | 2553480 | 4987120 | 13500000
2048-07-01 | 6158000 | 138436 | 7653564 | 13950000
2048-08-01 | 6158000 | 2344993 | 3228764 | 11731757
2048-09-01 | 5998900 | 0 | 0 | 5998900
2048-10-01 | 6198900 | 1392374 | 1628764 | 9220038
2048-11-01 | 5998900 | 0 | 3058420 | 9057320
2048-12-01 | 6198900 | 1895034 | 1724764 | 9818698
2049-01-01 | 6198900 | 0 | 2189164 | 8388064
2049-02-01 | 5599000 | 0 | 2618632 | 8217632
2049-03-01 | 6198900 | 4132036 | 3619064 | 13950000
2049-04-01 | 5998900 | 2658430 | 3009620 | 11666950
2049-05-01 | 6198900 | 836 | 7750264 | 13950000
2049-06-01 | 5998900 | 780 | 7500320 | 13500000
2049-07-01 | 6198900 | 3029136 | 4721964 | 13950000
2049-08-01 | 6198900 | 2239339 | 3206064 | 11644303
2049-09-01 | 5998900 | 0 | 0 | 5998900
2049-10-01 | 6198900 | 2413521 | 2522764 | 11135185
2049-11-01 | 5998900 | 2667380 | 4833720 | 13500000
2049-12-01 | 6198900 | 0 | 1538764 | 7737664
2050-01-01 | 6198900 | 0 | 0 | 6198900
2050-02-01 | 5599000 | 0 | 2621832 | 8220832
2050-03-01 | 6198900 | 2964236 | 4786864 | 13950000
2050-04-01 | 5998900 | 2683672 | 4187920 | 12870492
2050-05-01 | 6198900 | 198136 | 7552964 | 13950000
2050-06-01 | 5998900 | 2852080 | 4649020 | 13500000
2050-07-01 | 6198900 | 244936 | 7506164 | 13950000
2050-08-01 | 6198900 | 2299453 | 3276464 | 11774817
2050-09-01 | 5998900 | 0 | 0 | 5998900
2050-10-01 | 6198900 | 1593467 | 1848764 | 9641131
2050-11-01 | 5998900 | 948643 | 3007020 | 9954563
2050-12-01 | 6198900 | 1910440 | 3002064 | 11111404
2051-01-01 | 6198900 | 0 | 0 | 6198900
2051-02-01 | 5599000 | 0 | 0 | 5599000
2051-03-01 | 6198900 | 0 | 0 | 6198900
2051-04-01 | 5998900 | 0 | 1008620 | 7007520
2051-05-01 | 6198900 | 0 | 230174 | 6429074
2051-06-01 | 5998900 | 0 | 0 | 5998900
2051-07-01 | 6198900 | 2232978 | 425284 | 8857162
2051-08-01 | 6198900 | 0 | 2608464 | 8807364
Sum | 1922386300 | 543297226 | 1268667376 | 3734350902

## AgWaterDemand
Supply Requirement (including loss, reuse and DSM)
Levels, Branch: Demand Sites and Catchments, Levels: 1, Scenario: WWR Increased Water Productivity, All months (12), Tag: Irrigation
Cubic Meter
| H.Talekjount | "I_El Guerdane" | "I_G1 Aoulouz" | "I_Modern Prive Chtouka" | "I_Modern Public Massa" | "I_Moderne Prive Massa" | "I_Moderne Prive Souss" | "I_Moderne Public Issen" | "I_Moderne Public Souss Amont" | I_Oughzifen | "I_PMH Anti Atlas Ait Baha" | "I_PMH Anti Atlas Ighrem" | "I_PMH de Tiznit" | "I_PMH Montagne Souss" | "I_PMH Taliouine Tifnoute" | "I_PMH Tamri Tamraght" | I_Tassila | "I_Traditional Rehabilite du Souss Perimetre Diffus" | "I_Traditional Rehabilite Issen" | "I_Traditionnel non Rehabilite 2eme" | "I_Traditionnel rehabilite du Souss 1ere" | "I_Traditionnel Rehabilite Souss Amont" | Sum
2018-09-01 | 0 | 0 | 0 | 0 | 915167 | 0 | 0 | 2282871 | 1629343 | 0 | 0 | 0 | 0 | 0 | 0 | 0 | 110184 | 0 | 1250528 | 0 | 0 | 926464 | 7114558
2018-10-01 | 0 | 2010682 | 1416486 | 1878205 | 814983 | 659498 | 8193466 | 2841404 | 2473552 | 10679.4 | 330940 | 415641 | 724369 | 682383 | 3710302 | 325945 | 1001.93 | 171458 | 1531024 | 1003265 | 1967635 | 959218 | 32122136
2018-11-01 | 0 | 1779990 | 415054 | 0 | 4081143 | 2928611 | 6486795 | 2632733 | 2806679 | 38123.4 | 0 | 0 | 6111776 | 0 | 0 | 818749 | 1043226 | 1392234 | 1573519 | 8139005 | 8922245 | 1648019 | 50817901
2018-12-01 | 0 | 2416471 | 604058 | 1830590 | 3425010 | 1080580 | 7593090 | 1316234 | 4385433 | 10029.6 | 695360 | 0 | 0 | 0 | 883379 | 282703 | 523112 | 1059386 | 1002289 | 6397879 | 7280984 | 571064 | 41357652
2019-01-01 | 0 | 0 | 0 | 0 | 3385693 | 0 | 0 | 294443 | 40664.6 | 0 | 0 | 0 | 0 | 3947093 | 0 | 0 | 0 | 0 | 9763.12 | 0 | 0 | 105260 | 7782916
2019-02-01 | 0 | 2522536 | 0 | 0 | 1157274 | 6694722 | 13529774 | 3444590 | 2498302 | 111808 | 0 | 0 | 2648651 | 0 | 0 | 0 | 1051030 | 0 | 3191531 | 0 | 0 | 11956.9 | 36862174
2019-03-01 | 0 | 13978013 | 8109163 | 12515090 | 6029809 | 2182355 | 54389450 | 6828457 | 6751016 | 30434.5 | 4250314 | 4582124 | 3817361 | 6728326 | 18685725 | 2657739 | 1031336 | 1228574 | 3710988 | 7107987 | 8049048 | 2610201 | 175273510
2019-04-01 | 0 | 13417114 | 779811 | 2646853 | 7747368 | 2070749 | 65183565 | 3574014 | 4441004 | 80879.9 | 84434.9 | 835052 | 4020458 | 6129011 | 132844 | 282438 | 0 | 2558568 | 3485643 | 6804578 | 16148109 | 4550200 | 144972694
2019-05-01 | 0 | 7367920 | 1570649 | 5620241 | 7099555 | 10231562 | 18385208 | 6048228 | 5536237 | 64442.3 | 992169 | 955832 | 4396131 | 10225680 | 448269 | 287492 | 1617161 | 1797886 | 3171849 | 7669321 | 11332943 | 4759020 | 109577796
2019-06-01 | 0 | 7712428 | 1465950 | 3066284 | 9881503 | 4615470 | 28580146 | 1568405 | 3031513 | 91710.1 | 137176 | 1748669 | 586115 | 428825 | 691012 | 0 | 2114397 | 116656 | 362868 | 867771 | 776333 | 1219959 | 69063191
2019-07-01 | 0 | 7932624 | 1472334 | 4793398 | 8154608 | 7760002 | 29722100 | 745350 | 1568930 | 103836 | 139754 | 867015 | 0 | 215241 | 227174 | 0 | 1331371 | 59068.6 | 358387 | 437119 | 1152124 | 30198.5 | 67070634
2019-08-01 | 0 | 4556177 | 733535 | 2255642 | 8755573 | 3335926 | 20918489 | 861456 | 2363524 | 27924.8 | 0 | 0 | 0 | 0 | 0 | 0 | 2106144 | 0 | 0 | 0 | 0 | 15045.3 | 45929435
2019-09-01 | 0 | 0 | 0 | 0 | 1371677 | 0 | 7426384 | 2475922 | 4359997 | 0 | 0 | 0 | 0 | 0 | 0 | 0 | 112917 | 0 | 1356267 | 0 | 0 | 1265423 | 18368587
2019-10-01 | 0 | 1399026 | 1055512 | 1419716 | 2207311 | 950645 | 8320731 | 3034333 | 863164 | 12692.7 | 435084 | 478445 | 1416597 | 649928 | 2098760 | 463086 | 322291 | 1666900 | 1824696 | 9752124 | 10939039 | 1264489 | 50574572
2019-11-01 | 0 | 1778808 | 1038063 | 4153652 | 1204183 | 3364988 | 31298898 | 4241758 | 3899915 | 57778.1 | 1723097 | 1190450 | 2756264 | 0 | 873319 | 829883 | 1048238 | 2584582 | 2573818 | 7443670 | 7704758 | 1769193 | 81535315
2019-12-01 | 0 | 7806224 | 3551049 | 1838781 | 6969301 | 1789521 | 27882335 | 2970157 | 5173635 | 44779.3 | 0 | 0 | 4643620 | 5937638 | 6264326 | 1309468 | 388375 | 1110102 | 3164912 | 6522567 | 16168981 | 750512 | 104286283
2020-01-01 | 0 | 0 | 5394891 | 7648570 | 4733427 | 5047573 | 3682983 | 3277374 | 3552789 | 55115.1 | 0 | 0 | 0 | 0 | 0 | 828735 | 1042700 | 0 | 1505813 | 429279 | 438753 | 1483865 | 39121866
2020-02-01 | 0 | 5378439 | 0 | 0 | 2796190 | 1244962 | 53050978 | 3505039 | 1430380 | 74022.7 | 0 | 4011299 | 2253969 | 0 | 889298 | 2369442 | 251222 | 98938.6 | 1969524 | 0 | 702714 | 1103644 | 81130061
2020-03-01 | 0 | 0 | 0 | 10084791 | 2931450 | 2810876 | 7423334 | 176530 | 102778 | 0 | 3539068 | 0 | 3690182 | 0 | 0 | 0 | 0 | 0 | 745.666 | 0 | 0 | 25229.3 | 30784985
2020-04-01 | 0 | 13477126 | 780781 | 2632830 | 7266696 | 4173273 | 54469207 | 8844634 | 5690599 | 69286.1 | 791154 | 837572 | 3898539 | 6188792 | 128648 | 282092 | 1088373 | 1081365 | 6040539 | 6496002 | 7173885 | 1316562 | 132727955
2020-05-01 | 0 | 7664586 | 1597618 | 5562573 | 7183511 | 8812556 | 24150427 | 3540438 | 6638489 | 78051.9 | 962124 | 957771 | 4304382 | 4137934 | 450215 | 0 | 1924144 | 1457139 | 1792477 | 7319980 | 8705755 | 3977899 | 101218070
2020-06-01 | 0 | 8375999 | 1474588 | 3080566 | 10200092 | 7032771 | 27486753 | 4296396 | 5048609 | 99926.1 | 144958 | 971837 | 575329 | 428484 | 677927 | 0 | 1065155 | 117879 | 1461269 | 1294543 | 1139368 | 1287191 | 76259641
2020-07-01 | 0 | 8155297 | 1479581 | 6949055 | 8521139 | 5518953 | 34016907 | 692296 | 1449005 | 76400.3 | 139623 | 874585 | 0 | 210355 | 229604 | 0 | 1442148 | 57053.9 | 715756 | 440801 | 800769 | 50451.3 | 71819778
2020-08-01 | 0 | 3869406 | 778089 | 2145815 | 9415671 | 3412942 | 20940666 | 876172 | 2401895 | 67645.7 | 0 | 791292 | 0 | 0 | 0 | 0 | 2086462 | 0 | 0 | 0 | 0 | 0 | 46786057
2020-09-01 | 0 | 0 | 0 | 0 | 1370886 | 0 | 3769736 | 2806219 | 2821411 | 0 | 0 | 0 | 0 | 0 | 0 | 0 | 1142216 | 0 | 1367687 | 0 | 0 | 1241938 | 14520093
2020-10-01 | 0 | 1421956 | 1553606 | 1184821 | 2460493 | 840523 | 12065203 | 2960541 | 2340916 | 14278.1 | 637724 | 938824 | 2602964 | 3704511 | 3428571 | 743592 | 1037.44 | 2232747 | 3413547 | 1887151 | 9066504 | 2130936 | 55630447
2020-11-01 | 0 | 112271 | 2027620 | 1060572 | 3412907 | 3568531 | 20678966 | 858177 | 1121746 | 13668.1 | 0 | 0 | 380858 | 5908825 | 4878910 | 778243 | 1045275 | 33450.8 | 625152 | 8311468 | 8958236 | 94517.2 | 63869394
2020-12-01 | 0 | 4098239 | 425167 | 6245084 | 4961790 | 3037424 | 35110189 | 4629353 | 2518030 | 52825.5 | 0 | 0 | 4862987 | 0 | 884304 | 821471 | 287159 | 1457290 | 2025190 | 0 | 252669 | 1672675 | 73341847
2021-01-01 | 0 | 6417924 | 5350913 | 0 | 5112313 | 3430399 | 37659037 | 4414243 | 7807926 | 45065 | 688352 | 2841043 | 0 | 3972581 | 12704216 | 1843145 | 1036036 | 1049485 | 4201320 | 6646363 | 7510012 | 2617436 | 115347809
2021-02-01 | 0 | 2482596 | 0 | 10355960 | 1561676 | 4605641 | 5944765 | 1162743 | 253197 | 58108 | 2987532 | 0 | 2201870 | 0 | 0 | 825053 | 384267 | 96054.2 | 983816 | 595856 | 0 | 69881.3 | 34569014
2021-03-01 | 0 | 13048730 | 7994038 | 12311764 | 6103130 | 2371449 | 60091635 | 7010016 | 5674682 | 85152.2 | 19361.3 | 4507834 | 3689412 | 2531073 | 18373025 | 2603424 | 1040953 | 1179543 | 4053105 | 7074228 | 7881712 | 1344656 | 168988921
2021-04-01 | 0 | 3559318 | 789813 | 2322702 | 7030514 | 1972748 | 14204348 | 3262116 | 4259552 | 12753.9 | 4219266 | 751200 | 6463515 | 10182650 | 137346 | 276815 | 1049812 | 1418067 | 3086427 | 6532237 | 8251585 | 3911632 | 83694418
2021-05-01 | 0 | 7489561 | 808763 | 3611449 | 9711869 | 9449422 | 25831718 | 6241692 | 5736825 | 97455.5 | 942837 | 945632 | 294600 | 380474 | 447178 | 279305 | 1060224 | 1182434 | 3128276 | 7388127 | 7640115 | 1226664 | 93894621
2021-06-01 | 0 | 8396219 | 1504523 | 5237149 | 11092293 | 7290686 | 32187097 | 1371736 | 5081238 | 118070 | 379819 | 1037754 | 613038 | 635496 | 446052 | 0 | 2084744 | 114924 | 363346 | 1323421 | 1143025 | 1261905 | 81682535
2021-07-01 | 0 | 8089441 | 2631447 | 4889756 | 8019102 | 7722594 | 29969643 | 759216 | 1440855 | 76239.5 | 169848 | 1615319 | 294855 | 214931 | 436883 | 0 | 1157755 | 55859.3 | 361450 | 440270 | 1179514 | 30918.9 | 69555897
2021-08-01 | 0 | 3847089 | 1227512 | 2174404 | 9082925 | 3324311 | 20662791 | 1003616 | 2316784 | 27868.3 | 0 | 0 | 0 | 0 | 0 | 0 | 2089578 | 0 | 0 | 0 | 0 | 0 | 45756879
2021-09-01 | 0 | 0 | 0 | 0 | 1580556 | 0 | 3685099 | 4596739 | 2731707 | 0 | 0 | 0 | 0 | 0 | 0 | 0 | 102743 | 0 | 2494287 | 0 | 0 | 1938762 | 17129893
2021-10-01 | 0 | 2627030 | 1687036 | 1988412 | 2448613 | 2978423 | 11989729 | 3519208 | 4647809 | 33930.5 | 1418659 | 963719 | 5999301 | 8528042 | 3942672 | 717263 | 1508494 | 2549300 | 3662735 | 7721828 | 15406892 | 3368603 | 87707699
2021-11-01 | 0 | 6853205 | 3808236 | 3086490 | 5018184 | 4044114 | 33416279 | 5052740 | 5989671 | 56185.3 | 1092287 | 1728898 | 5958826 | 5998627 | 4621426 | 2140016 | 1047992 | 1347586 | 2739165 | 20775416 | 16066209 | 2299237 | 133140791
2021-12-01 | 0 | 5296764 | 4392577 | 3449063 | 2643857 | 1362442 | 45764673 | 1039142 | 3802857 | 29748.7 | 2238632 | 336647 | 0 | 0 | 0 | 1351878 | 0 | 2930934 | 2961381 | 16228527 | 17482689 | 1738192 | 113050003
2022-01-01 | 0 | 8885322 | 4723586 | 1888526 | 6682578 | 489618 | 11507694 | 2219335 | 1662018 | 46051 | 2912657 | 2712474 | 1484818 | 0 | 10652121 | 546855 | 0 | 1216740 | 5070488 | 6825713 | 7403742 | 3193879 | 80124213
2022-02-01 | 0 | 14016375 | 7398661 | 11528991 | 2562885 | 7196955 | 52181947 | 6696713 | 5740105 | 107536 | 0 | 0 | 3650172 | 9952034 | 887351 | 817187 | 1035782 | 0 | 3611190 | 654777 | 751635 | 1165090 | 129955386
2022-03-01 | 0 | 10429582 | 7029019 | 2469997 | 5811538 | 2350529 | 58462170 | 7123391 | 5404463 | 56226.4 | 4156343 | 5212946 | 2661591 | 1013647 | 17972998 | 2809727 | 1060445 | 1156423 | 5688069 | 6307290 | 7011929 | 2584437 | 156772763
2022-04-01 | 0 | 3313204 | 782876 | 9672078 | 6596709 | 2616099 | 4139202 | 2742762 | 1353588 | 16429.6 | 672167 | 0 | 3668468 | 416961 | 0 | 0 | 1031760 | 1575005 | 1416202 | 688643 | 9451557 | 2669109 | 52822820
2022-05-01 | 0 | 7721465 | 814394 | 5931346 | 6464836 | 11281521 | 26078869 | 6908837 | 6009296 | 70450.5 | 255697 | 847726 | 4175160 | 6291129 | 227266 | 278524 | 1028270 | 1158085 | 3486458 | 7207479 | 367386 | 2205962 | 98810157
2022-06-01 | 0 | 7953490 | 1437537 | 5386261 | 10398260 | 5359042 | 28706131 | 1394500 | 5066494 | 137147 | 268159 | 1032124 | 579713 | 421654 | 439802 | 0 | 2131750 | 113059 | 1795516 | 1279705 | 1108740 | 1282807 | 76291891
2022-07-01 | 0 | 8216899 | 1488531 | 4832545 | 9785817 | 7789397 | 33017233 | 700409 | 1259249 | 104181 | 135863 | 871606 | 303018 | 209325 | 448712 | 0 | 1114174 | 57442.9 | 355242 | 419399 | 1139841 | 33179.1 | 72282062
2022-08-01 | 0 | 3747917 | 746925 | 0 | 7493506 | 2798165 | 20519585 | 1116518 | 2373808 | 39163.5 | 0 | 764735 | 0 | 0 | 0 | 0 | 2129819 | 0 | 0 | 0 | 0 | 0 | 41730142
2022-09-01 | 0 | 0 | 0 | 0 | 1114389 | 0 | 3611044 | 4620424 | 2788910 | 0 | 0 | 0 | 0 | 0 | 0 | 0 | 112567 | 0 | 1376041 | 0 | 0 | 1069313 | 14692688
2022-10-01 | 0 | 4269657 | 1390739 | 2620948 | 5579400 | 2665200 | 23940164 | 3500676 | 6277780 | 49266 | 1707831 | 805480 | 3612092 | 670248 | 3459817 | 1230820 | 1539316 | 2934427 | 2462370 | 19180508 | 15500011 | 3884508 | 107281259
2022-11-01 | 0 | 113112 | 1028304 | 1818923 | 1679014 | 1509347 | 34074503 | 1096406 | 649309 | 57707.5 | 1157441 | 934099 | 3621148 | 0 | 877221 | 1615055 | 8542.26 | 2705564 | 1797008 | 7252109 | 24288686 | 1691725 | 87975224
2022-12-01 | 0 | 7388479 | 607799 | 1814671 | 5890299 | 3568474 | 25155186 | 4055224 | 6337447 | 18190.6 | 1979742 | 2276151 | 933616 | 9586085 | 8929523 | 0 | 518244 | 1073658 | 3741659 | 14193353 | 0 | 667002 | 98734801
2023-01-01 | 0 | 11604880 | 4886461 | 8345688 | 7839219 | 4193875 | 42465634 | 6358729 | 4215331 | 100475 | 3125554 | 0 | 3700308 | 0 | 884547 | 2663147 | 1035010 | 86201.9 | 5400687 | 448696 | 7377085 | 2531554 | 117263084
2023-02-01 | 0 | 820363 | 781801 | 0 | 1072004 | 3639944 | 56630736 | 1081000 | 4506663 | 12883.1 | 4593761 | 4141268 | 2048141 | 6002166 | 18015516 | 0 | 382690 | 0 | 7375094 | 0 | 6883783 | 1105732 | 119093545
2023-03-01 | 0 | 13054829 | 7931924 | 12319387 | 7949077 | 6580844 | 55592841 | 7614214 | 5684684 | 87407.1 | 5380190 | 5182949 | 6335200 | 5074854 | 30656 | 2819065 | 2064528 | 1174045 | 4040184 | 6971728 | 7644198 | 4112640 | 167645444
2023-04-01 | 0 | 16188209 | 803045 | 2517387 | 7636884 | 2331317 | 55789260 | 5824545 | 4429615 | 68509.3 | 6750878 | 811301 | 3794419 | 9806748 | 17987398 | 2796000 | 0 | 1732238 | 8727945 | 10089033 | 10932813 | 4599008 | 173616552
2023-05-01 | 0 | 4276321 | 1605529 | 5564007 | 7106580 | 5942655 | 32410866 | 3780600 | 7387381 | 63218.7 | 1308685 | 847663 | 3893204 | 6497821 | 414430 | 0 | 1737507 | 1765453 | 6543511 | 10235235 | 11064423 | 4603959 | 117049049
2023-06-01 | 0 | 8502808 | 1457878 | 3066713 | 10475594 | 9341524 | 28529125 | 3663778 | 3932309 | 118911 | 388915 | 1016562 | 595059 | 411986 | 659491 | 0 | 2075475 | 195789 | 2807634 | 1551137 | 1336836 | 1613448 | 81740972
2023-07-01 | 0 | 8171325 | 2663629 | 4849330 | 9599326 | 4959702 | 34168678 | 1084962 | 1769225 | 74910 | 272694 | 831175 | 289425 | 212178 | 218664 | 0 | 1203487 | 58331.2 | 541902 | 431392 | 1147964 | 32747.4 | 72581045
2023-08-01 | 0 | 3720721 | 1248907 | 2206015 | 6950460 | 3417459 | 7506608 | 792014 | 2336026 | 39313.2 | 0 | 756002 | 0 | 0 | 0 | 0 | 2105176 | 0 | 512313 | 0 | 0 | 0 | 31591015
2023-09-01 | 0 | 0 | 0 | 0 | 1253250 | 0 | 7134322 | 2486107 | 2876610 | 0 | 0 | 0 | 0 | 0 | 0 | 0 | 103063 | 0 | 2558991 | 0 | 0 | 2029211 | 18441555
2023-10-01 | 0 | 2792399 | 1408294 | 3113803 | 5209212 | 2574956 | 18255397 | 6411570 | 4403517 | 56348.8 | 1429612 | 407230 | 3686429 | 699856 | 1692099 | 1613302 | 1200022 | 2968412 | 6389286 | 18580786 | 20075460 | 2799449 | 105767438
2023-11-01 | 0 | 111978 | 3498579 | 1458477 | 765992 | 664003 | 12936097 | 752149 | 56823.9 | 3717.86 | 2024475 | 467126 | 0 | 3602145 | 667525 | 0 | 0 | 2605499 | 5322302 | 13942747 | 14891173 | 1904791 | 65675600
2023-12-01 | 0 | 4218242 | 3510594 | 6465728 | 4832748 | 1507449 | 49241770 | 2251737 | 5924217 | 71296.6 | 1323943 | 0 | 3533660 | 6122753 | 0 | 0 | 578484 | 1501435 | 1366923 | 232109 | 9668220 | 746660 | 103097967
2024-01-01 | 0 | 7890985 | 5200395 | 0 | 6989042 | 4844892 | 43726165 | 5407070 | 4708417 | 21082.3 | 2617347 | 2903900 | 1445876 | 0 | 13951169 | 2986572 | 1042296 | 1068169 | 3197468 | 6508530 | 7339739 | 3154341 | 125003453
2024-02-01 | 0 | 12390273 | 711832 | 9993378 | 3804595 | 7061446 | 48467987 | 6727405 | 4522566 | 107821 | 656989 | 0 | 3566604 | 9849259 | 876264 | 0 | 526972 | 1106830 | 5093086 | 575934 | 669888 | 2582240 | 119291369
2024-03-01 | 0 | 12671194 | 7767295 | 12170264 | 5768955 | 2329218 | 58655081 | 4159632 | 5545601 | 55723.7 | 4186121 | 5097764 | 6220845 | 1583061 | 17671043 | 3550366 | 1043782 | 125854 | 3981087 | 6925471 | 7674303 | 1396998 | 168579658
2024-04-01 | 0 | 3473190 | 12148595 | 2580117 | 7169370 | 3772740 | 24041587 | 6230574 | 4347706 | 29741.4 | 5814368 | 773802 | 156949 | 9682883 | 126244 | 0 | 1088912 | 1253943 | 3400950 | 9553966 | 10904692 | 4095774 | 110646105
2024-05-01 | 0 | 4376683 | 1755735 | 3223926 | 5835071 | 6738045 | 15592750 | 3525955 | 3447212 | 83559.9 | 1210736 | 839652 | 3908184 | 211723 | 221152 | 275050 | 1041788 | 1128368 | 5260429 | 6452794 | 7150402 | 1146660 | 73425874
2024-06-01 | 0 | 8154755 | 1495692 | 5320991 | 7434747 | 8234785 | 32532587 | 3548111 | 5065778 | 100381 | 391299 | 1009578 | 573727 | 418955 | 673192 | 0 | 2064037 | 111781 | 2739688 | 1276852 | 1175886 | 1282662 | 83605484
2024-07-01 | 0 | 11089615 | 2707898 | 4972985 | 11070772 | 7732073 | 25940026 | 1097125 | 1332271 | 103937 | 274719 | 845639 | 287513 | 210282 | 214161 | 0 | 1099215 | 54983.1 | 889949 | 420933 | 1128065 | 33347.8 | 71505510
2024-08-01 | 0 | 815253 | 1065497 | 2166364 | 7144430 | 3406240 | 24055479 | 785635 | 2348303 | 39500.1 | 0 | 749720 | 0 | 0 | 0 | 0 | 2098574 | 0 | 471841 | 0 | 0 | 0 | 45146837
2024-09-01 | 0 | 0 | 0 | 0 | 2218764 | 0 | 3534148 | 2587423 | 1872315 | 0 | 0 | 0 | 0 | 0 | 0 | 0 | 103395 | 0 | 2587265 | 0 | 0 | 1036362 | 13939671
2024-10-01 | 0 | 3653761 | 1510624 | 2801688 | 4558943 | 1266266 | 18255827 | 6345730 | 6394641 | 41247.1 | 1879919 | 798080 | 7158352 | 8729286 | 3439725 | 854757 | 1289334 | 1890976 | 5635761 | 16740161 | 18731492 | 3986127 | 115962695
2024-11-01 | 0 | 1423198 | 4270742 | 0 | 700395 | 825481 | 21848097 | 22801.2 | 294679 | 3753.64 | 2507523 | 587850 | 0 | 0 | 0 | 0 | 0 | 2451716 | 5044064 | 8401528 | 9317076 | 1003068 | 58701972
2024-12-01 | 0 | 8728304 | 3554448 | 5753340 | 8101132 | 3634419 | 29552317 | 5802688 | 7389419 | 58993.6 | 3815939 | 1610172 | 3322615 | 6080556 | 7793390 | 1337547 | 559968 | 1450675 | 3009659 | 8533505 | 16107876 | 1768627 | 127965591
2025-01-01 | 0 | 1837162 | 0 | 0 | 2522939 | 2748394 | 7665421 | 208456 | 249924 | 27633.6 | 3573765 | 0 | 0 | 0 | 0 | 0 | 0 | 0 | 19900 | 0 | 0 | 46079.6 | 18899674
2025-02-01 | 0 | 2519731 | 5917054 | 2376232 | 3965344 | 4418078 | 41012617 | 4021653 | 2983093 | 83674.5 | 0 | 3901587 | 3554119 | 0 | 0 | 836836 | 1031705 | 0 | 3593741 | 0 | 0 | 68409.2 | 80283872
2025-03-01 | 0 | 25440495 | 7659518 | 11892013 | 6511911 | 5115710 | 68846175 | 7160678 | 8722009 | 81904.6 | 4065750 | 5123267 | 2557397 | 3756528 | 17704821 | 2700843 | 1024059 | 1125914 | 5605252 | 6790343 | 7523520 | 3662620 | 203070726
2025-04-01 | 0 | 3494927 | 795158 | 12201653 | 6740132 | 3163653 | 56046692 | 5862350 | 3184119 | 28231.7 | 709739 | 42119.4 | 3782445 | 9715618 | 17642482 | 278929 | 1027117 | 1640859 | 1405401 | 6859761 | 10073907 | 4537995 | 149233289
2025-05-01 | 0 | 3837361 | 805444 | 3200540 | 6631207 | 5476800 | 18959529 | 3700500 | 4621621 | 63469.2 | 804859 | 93866.1 | 3776168 | 200555 | 211253 | 0 | 911722 | 1349014 | 3353278 | 7080321 | 6984827 | 3788304 | 75850639
2025-06-01 | 0 | 8385584 | 1530062 | 5284038 | 8842489 | 7535521 | 28630660 | 3804522 | 3824818 | 91164.3 | 312713 | 1637719 | 578091 | 419286 | 445453 | 0 | 2147805 | 169418 | 1797897 | 862596 | 1124044 | 1254609 | 78678489
2025-07-01 | 0 | 8176582 | 1522334 | 4765519 | 9431223 | 7700543 | 29876409 | 1037546 | 1858140 | 103584 | 214153 | 829053 | 279022 | 205414 | 215315 | 0 | 1142881 | 56025.6 | 357874 | 433450 | 1128453 | 31855.2 | 69365378
2025-08-01 | 0 | 3914760 | 723535 | 0 | 8892916 | 2751909 | 20398526 | 772787 | 3555723 | 39555.9 | 0 | 0 | 0 | 0 | 0 | 0 | 2087148 | 0 | 0 | 0 | 0 | 14910.9 | 43151771
2025-09-01 | 0 | 0 | 0 | 0 | 4175522 | 0 | 3479307 | 2573404 | 1662350 | 0 | 0 | 0 | 0 | 0 | 0 | 0 | 1151873 | 0 | 1334391 | 0 | 0 | 1044419 | 15421266
2025-10-01 | 0 | 2052059 | 1326845 | 2564758 | 3993662 | 1280709 | 19805404 | 5823253 | 4052723 | 19733.1 | 1247119 | 777870 | 2763783 | 1274979 | 3374078 | 1234823 | 1037954 | 2711792 | 4960508 | 12854232 | 14865628 | 1843979 | 89865890
2025-11-01 | 0 | 3179878 | 2109157 | 1864375 | 1171600 | 4099041 | 30363926 | 774096 | 1581828 | 53552.6 | 1272465 | 0 | 4098137 | 5193766 | 0 | 1224199 | 0 | 1440266 | 588246 | 8055874 | 9018923 | 2694868 | 78784197
2025-12-01 | 0 | 2616962 | 0 | 1847096 | 4005294 | 1149549 | 17372014 | 5091878 | 4138435 | 57329.4 | 1894412 | 346415 | 2401722 | 0 | 872615 | 1070035 | 484676 | 49667.9 | 3070382 | 327096 | 323874 | 739065 | 47858518
2026-01-01 | 0 | 11389483 | 5697435 | 7033600 | 7065624 | 5808461 | 45549983 | 1441691 | 6295413 | 34238.9 | 2527954 | 0 | 5061894 | 3508473 | 0 | 2467545 | 1048448 | 1069212 | 18398.6 | 5916008 | 7202817 | 1193436 | 120330114
2026-02-01 | 0 | 832087 | 0 | 0 | 950149 | 2793701 | 42964748 | 2557020 | 57212.5 | 95995.4 | 4025855 | 0 | 0 | 5997951 | 902357 | 0 | 96821.1 | 1114687 | 1997965 | 611886 | 7310728 | 1388113 | 73697278
2026-03-01 | 0 | 12764785 | 7612100 | 11819058 | 6320147 | 2315981 | 13777194 | 4409872 | 5485688 | 19149.4 | 18409.6 | 4286239 | 2561165 | 424390 | 17613350 | 2423162 | 1075631 | 124544 | 3109342 | 6241347 | 783368 | 1077653 | 104262573
2026-04-01 | 0 | 3645275 | 803568 | 2699089 | 4077854 | 2182089 | 55647776 | 2945410 | 3145554 | 69424.9 | 651784 | 714360 | 3739448 | 9462657 | 161326 | 262643 | 0 | 1048423 | 2844838 | 954742 | 6822941 | 2489308 | 104368509
2026-05-01 | 0 | 4719489 | 817309 | 5497997 | 7743533 | 9805645 | 27094112 | 6681551 | 6541917 | 73835.7 | 897939 | 1006727 | 4170275 | 6576327 | 439977 | 264737 | 1871925 | 1530526 | 4796532 | 6934704 | 10118521 | 3924327 | 111507905
2026-06-01 | 0 | 8222374 | 1790899 | 3001639 | 9591757 | 4706018 | 19252869 | 1202665 | 2992943 | 116354 | 267581 | 922493 | 278745 | 420046 | 451814 | 0 | 1064924 | 111529 | 359312 | 850953 | 760827 | 1204362 | 57570105
2026-07-01 | 0 | 7595391 | 2244611 | 4846468 | 10049799 | 7724747 | 42569254 | 837806 | 1178994 | 74994.2 | 136946 | 1575929 | 281012 | 201215 | 215306 | 0 | 1578656 | 57841.2 | 360044 | 841965 | 1147643 | 46779.9 | 83565401
2026-08-01 | 0 | 4555607 | 768849 | 2231250 | 7186230 | 3344257 | 7275545 | 773494 | 2408770 | 67506 | 0 | 0 | 0 | 0 | 0 | 0 | 2180678 | 0 | 0 | 0 | 0 | 0 | 30792186
2026-09-01 | 0 | 0 | 0 | 0 | 4239614 | 0 | 7037468 | 4783842 | 2854966 | 0 | 0 | 0 | 0 | 0 | 0 | 0 | 256582 | 0 | 2596721 | 0 | 0 | 990996 | 22760189
2026-10-01 | 0 | 1841661 | 616912 | 1749053 | 1184339 | 2720760 | 13996443 | 3326261 | 1787298 | 3172.09 | 299110 | 382119 | 1556428 | 35753.7 | 1569447 | 216553 | 1325371 | 2265094 | 2102113 | 8126733 | 14701544 | 1697550 | 61503712
2026-11-01 | 0 | 6263698 | 3199497 | 1860584 | 4252541 | 1900219 | 29963986 | 1159382 | 3763230 | 59076.8 | 594192 | 0 | 3457223 | 3471134 | 4364632 | 816832 | 1031535 | 1395411 | 2079472 | 14031384 | 9067519 | 2795600 | 95527148
2026-12-01 | 0 | 6739236 | 621410 | 3351980 | 6379813 | 3191194 | 23021193 | 5078158 | 5138038 | 0 | 2117825 | 1431455 | 3591528 | 5915407 | 8056086 | 1114296 | 138426 | 1016170 | 2640020 | 290854 | 0 | 752671 | 80585760
2027-01-01 | 0 | 8765151 | 4669687 | 1919735 | 4933915 | 4246526 | 65259718 | 5815533 | 5288140 | 67682.1 | 0 | 3092670 | 3532710 | 232280 | 901936 | 833591 | 1032691 | 76559.5 | 3333907 | 5906491 | 7156963 | 1331437 | 128397323
2027-02-01 | 0 | 1697900 | 0 | 0 | 3728891 | 2550005 | 9742532 | 308300 | 131470 | 26994.1 | 0 | 0 | 0 | 0 | 16259166 | 0 | 0 | 91520.4 | 565.073 | 6232635 | 8081165 | 1561897 | 50413042
2027-03-01 | 0 | 13269204 | 7614731 | 11667774 | 7235794 | 6613975 | 105350415 | 6739968 | 6477254 | 81870.2 | 3957645 | 4906660 | 6075530 | 9945152 | 17361281 | 2672490 | 1041895 | 1125289 | 5550828 | 6633946 | 7464559 | 2539298 | 234325558
2027-04-01 | 0 | 6626877 | 8284358 | 11970540 | 6598202 | 1521954 | 64712641 | 8561627 | 6154256 | 42245.3 | 711100 | 769984 | 3607171 | 9522322 | 119821 | 268584 | 1049712 | 2502387 | 5789416 | 13416398 | 15245027 | 4337143 | 171811764
2027-05-01 | 0 | 4091323 | 807050 | 5531050 | 7487016 | 8494049 | 30572867 | 3758264 | 3422139 | 60452.7 | 1111484 | 168943 | 537521 | 10012687 | 405933 | 0 | 808442 | 1641436 | 5856124 | 9785971 | 10588885 | 4602632 | 109744268
2027-06-01 | 0 | 8179981 | 1468969 | 3508604 | 9444830 | 7772471 | 28574220 | 4314236 | 4943219 | 115773 | 349166 | 1605083 | 563217 | 417826 | 652683 | 0 | 2106846 | 196361 | 2732243 | 1428262 | 1164933 | 1356370 | 80895292
2027-07-01 | 0 | 8071958 | 2693838 | 4403831 | 8898778 | 3969149 | 33244232 | 735121 | 1550875 | 79216.2 | 236005 | 815335 | 287687 | 200459 | 0 | 0 | 1412994 | 55754.9 | 531780 | 412142 | 1133363 | 27264.8 | 68759785
2027-08-01 | 0 | 3800125 | 1249531 | 2248938 | 6898186 | 3379586 | 7173458 | 785724 | 2386380 | 27071 | 0 | 0 | 0 | 0 | 0 | 0 | 2127042 | 0 | 495541 | 0 | 0 | 0 | 30571583
2027-09-01 | 0 | 0 | 0 | 0 | 1794445 | 0 | 6928621 | 2774886 | 1821391 | 0 | 0 | 0 | 0 | 0 | 0 | 0 | 226310 | 0 | 2606676 | 0 | 0 | 940073 | 17092402
2027-10-01 | 0 | 833900 | 617491 | 862177 | 2841904 | 2087190 | 9677023 | 2910000 | 2527454 | 37342.9 | 639996 | 379865 | 5007450 | 0 | 1590984 | 328005 | 812848 | 1969435 | 4172849 | 2815122 | 6537738 | 1912495 | 48561269
2027-11-01 | 0 | 2567993 | 0 | 0 | 1331902 | 3604513 | 26018913 | 880248 | 1260783 | 54295.2 | 953146 | 0 | 672066 | 0 | 0 | 1340369 | 0 | 1464845 | 1981716 | 8238305 | 9057104 | 109939 | 59536139
2027-12-01 | 0 | 409940 | 0 | 0 | 1482703 | 450555 | 0 | 136234 | 254162 | 20036.5 | 0 | 0 | 0 | 0 | 0 | 0 | 152369 | 0 | 8924.24 | 0 | 0 | 43795 | 2958720
2028-01-01 | 0 | 823989 | 0 | 0 | 2527704 | 2535579 | 7068580 | 342533 | 10600.9 | 0 | 0 | 0 | 0 | 0 | 0 | 0 | 0 | 0 | 1122.86 | 0 | 0 | 8471.17 | 13318579
2028-02-01 | 0 | 1667979 | 0 | 2305614 | 4745089 | 7168019 | 42048468 | 3975446 | 907271 | 104332 | 0 | 0 | 0 | 0 | 889026 | 0 | 1192555 | 99709.6 | 3583839 | 592710 | 660148 | 315820 | 70256026
2028-03-01 | 0 | 13246334 | 0 | 11735995 | 3675591 | 2351688 | 58443694 | 6807163 | 5420016 | 55291.9 | 3266069 | 12431.7 | 5928836 | 28192.6 | 57093.7 | 2368579 | 1067220 | 15274.6 | 3639174 | 114946 | 50539.7 | 1082805 | 119366936
2028-04-01 | 0 | 3476587 | 8178916 | 2610060 | 9020618 | 1749583 | 13890226 | 3532987 | 3187712 | 29252.4 | 717461 | 4922587 | 3689325 | 9767858 | 134488 | 261163 | 0 | 2128489 | 3354654 | 6664701 | 7407760 | 3769356 | 88493783
2028-05-01 | 0 | 4096748 | 819754 | 3306754 | 7561303 | 6845335 | 23531938 | 3820712 | 6293721 | 69173.1 | 783209 | 893433 | 564827 | 6387389 | 426700 | 262834 | 1742145 | 111703 | 3339760 | 6693822 | 7310063 | 1235773 | 86097095
2028-06-01 | 0 | 8152282 | 1457942 | 5325292 | 6531262 | 8304368 | 21839300 | 3589304 | 3006636 | 107981 | 270856 | 879164 | 285235 | 405464 | 432589 | 0 | 1068168 | 109129 | 1847580 | 838760 | 729564 | 1242674 | 66423549
2028-07-01 | 0 | 10196069 | 2214085 | 4986700 | 10858473 | 5004271 | 39318342 | 789923 | 1210752 | 103825 | 135413 | 1509780 | 285255 | 205239 | 208713 | 0 | 1594281 | 53681.2 | 363502 | 418460 | 1146858 | 34045.5 | 80637666
2028-08-01 | 0 | 1671280 | 0 | 2224728 | 7118085 | 6228686 | 10600394 | 1043839 | 2303853 | 39231 | 0 | 0 | 0 | 0 | 0 | 0 | 2073181 | 0 | 0 | 0 | 0 | 0 | 33303276
2028-09-01 | 0 | 0 | 0 | 0 | 4619042 | 0 | 3447224 | 2785457 | 4409412 | 0 | 0 | 0 | 0 | 0 | 0 | 0 | 1187734 | 0 | 1348200 | 0 | 0 | 1029794 | 18826865
2028-10-01 | 0 | 2005019 | 713150 | 1911417 | 419412 | 1064184 | 12129723 | 2899695 | 1804803 | 15180.7 | 298375 | 382956 | 5960831 | 4709901 | 1726789 | 390016 | 1039627 | 300912 | 1929560 | 1778867 | 1860469 | 1607825 | 44948713
2028-11-01 | 0 | 113307 | 710227 | 0 | 3533591 | 657654 | 5869819 | 2633010 | 1876534 | 3740.92 | 0 | 0 | 271900 | 42963.8 | 2002081 | 963380 | 0 | 2086600 | 1567468 | 5889036 | 6700630 | 1626353 | 36548294
2028-12-01 | 0 | 0 | 0 | 0 | 2148673 | 783033 | 27118619 | 133604 | 250239 | 0 | 0 | 0 | 0 | 0 | 0 | 0 | 226653 | 0 | 8971.34 | 0 | 0 | 44237.8 | 30714031
2029-01-01 | 0 | 5286783 | 0 | 9152425 | 4930297 | 2208498 | 14798412 | 6337447 | 265404 | 84271.4 | 0 | 0 | 5186204 | 0 | 0 | 0 | 1037865 | 0 | 2524563 | 0 | 0 | 109362 | 51921531
2029-02-01 | 0 | 7988532 | 0 | 0 | 4402473 | 6582204 | 40758132 | 1051445 | 3369545 | 80274.7 | 0 | 0 | 0 | 0 | 0 | 3310999 | 303880 | 0 | 1949541 | 0 | 0 | 1096489 | 70893516
2029-03-01 | 0 | 13246334 | 7458306 | 11548707 | 6279200 | 2319349 | 58701023 | 7055524 | 6564571 | 81112.9 | 3887461 | 4119277 | 5819595 | 2059665 | 16910258 | 0 | 1028380 | 1089903 | 5513057 | 6416313 | 7164421 | 2484377 | 169746835
2029-04-01 | 0 | 3373439 | 782199 | 2374539 | 3823297 | 3095755 | 13949431 | 2953364 | 2084702 | 17021.1 | 631868 | 709834 | 3391220 | 6141131 | 0 | 2620815 | 1044943 | 1424472 | 1419345 | 0 | 7558722 | 2922922 | 60319020
2029-05-01 | 0 | 4395574 | 803768 | 5504602 | 8509905 | 7505276 | 23633283 | 6513555 | 5509116 | 70607.5 | 883512 | 863157 | 3946320 | 3818976 | 620248 | 258509 | 1010065 | 1141002 | 4763744 | 7120315 | 7333423 | 3361318 | 97566275
2029-06-01 | 0 | 8307243 | 1510414 | 3458743 | 7631957 | 10897121 | 21942021 | 3933908 | 4818474 | 119225 | 271136 | 991113 | 571354 | 412197 | 436003 | 0 | 2076351 | 112106 | 1807265 | 827840 | 753189 | 1225885 | 72103543
2029-07-01 | 0 | 8174487 | 2230687 | 4463423 | 11333080 | 3964807 | 42657191 | 950401 | 1308607 | 102384 | 129022 | 800181 | 288765 | 211290 | 216913 | 0 | 1094438 | 55004.4 | 363995 | 422897 | 1127241 | 29988.3 | 79924800
2029-08-01 | 0 | 3900607 | 0 | 2196945 | 7523902 | 3354301 | 7092429 | 756235 | 2373999 | 40064.3 | 0 | 699111 | 0 | 0 | 0 | 0 | 2096709 | 0 | 0 | 0 | 0 | 0 | 30034302
2029-09-01 | 0 | 0 | 0 | 0 | 1385888 | 0 | 3305659 | 2511514 | 2090757 | 0 | 0 | 0 | 0 | 0 | 0 | 0 | 235750 | 0 | 1342827 | 0 | 0 | 1002802 | 11875197
2029-10-01 | 0 | 2946566 | 1233169 | 1933728 | 5018003 | 1088763 | 18039023 | 3189600 | 3226588 | 33409.3 | 672001 | 372769 | 1971650 | 3228392 | 1658686 | 607106 | 1518625 | 2318454 | 2181397 | 13773704 | 15413152 | 2426601 | 82851387
2029-11-01 | 0 | 1700119 | 0 | 1647384 | 1634042 | 3205358 | 26639143 | 3199942 | 3102702 | 30104.4 | 0 | 0 | 1834547 | 0 | 0 | 821430 | 0 | 1153530 | 2556091 | 7829587 | 8148486 | 867498 | 64369962
2029-12-01 | 0 | 2480558 | 1030053 | 0 | 4483193 | 1899685 | 17900900 | 710190 | 247470 | 0 | 0 | 0 | 0 | 0 | 883207 | 0 | 311365 | 0 | 18764.3 | 0 | 0 | 43007.1 | 30008394
2030-01-01 | 0 | 815896 | 4683405 | 2085582 | 1412751 | 3294507 | 34902329 | 2976165 | 1872886 | 61403.7 | 0 | 0 | 0 | 5044999 | 0 | 0 | 0 | 0 | 1002853 | 473032 | 0 | 104104 | 58729912
2030-02-01 | 0 | 12846190 | 743454 | 7858634 | 6065696 | 5099558 | 62410700 | 4029997 | 4508006 | 77884.6 | 3406300 | 3650754 | 5453167 | 9687923 | 16261838 | 815129 | 1152672 | 1052431 | 3448906 | 5796846 | 7025041 | 2483685 | 163874811
2030-03-01 | 0 | 13991594 | 7341321 | 11425532 | 6195404 | 5083482 | 61108818 | 6936705 | 5416162 | 81079.3 | 3894715 | 4859262 | 5843755 | 409662 | 28352.1 | 2581484 | 1035689 | 1318778 | 5472720 | 683366 | 8518296 | 3135375 | 155361552
2030-04-01 | 0 | 3499189 | 0 | 4996849 | 6270926 | 3446565 | 14063522 | 5828515 | 3068664 | 29017.7 | 3811357 | 0 | 3583570 | 0 | 0 | 257322 | 1037450 | 1352587 | 1445470 | 5983498 | 7312360 | 3778322 | 69765184
2030-05-01 | 0 | 4427672 | 1588126 | 3235074 | 7412574 | 7919981 | 25932735 | 6276407 | 6248850 | 76766.9 | 997276 | 862575 | 557967 | 9976479 | 421518 | 0 | 1040752 | 1074152 | 4686632 | 6579390 | 7240428 | 2343630 | 98898986
2030-06-01 | 0 | 8491453 | 1506292 | 5347992 | 9597557 | 5087678 | 31919753 | 4162634 | 3175916 | 111012 | 377811 | 1671291 | 565034 | 394265 | 659325 | 0 | 2105953 | 161534 | 1803601 | 1241242 | 1133432 | 1234402 | 80748178
2030-07-01 | 0 | 10249967 | 1525601 | 4951538 | 10136086 | 7758709 | 29728826 | 728228 | 1466700 | 75228.9 | 200370 | 777145 | 283250 | 201874 | 221993 | 0 | 1231860 | 55094.9 | 360629 | 427827 | 735873 | 29855.2 | 71146656
2030-08-01 | 0 | 1640690 | 730850 | 2172454 | 7077725 | 3328110 | 19830484 | 757610 | 2332888 | 67042.6 | 0 | 0 | 0 | 0 | 0 | 0 | 2144634 | 0 | 0 | 0 | 0 | 0 | 40082489
2030-09-01 | 0 | 0 | 0 | 0 | 1821814 | 0 | 3309284 | 2550452 | 4457337 | 0 | 0 | 0 | 0 | 0 | 0 | 0 | 234893 | 0 | 1370345 | 0 | 0 | 2064967 | 15809091
2030-10-01 | 0 | 3265394 | 2133633 | 1956984 | 4722067 | 1287878 | 16271125 | 3402377 | 4778534 | 17937.2 | 1562595 | 738000 | 5485389 | 1297900 | 3112355 | 938263 | 1436783 | 3079818 | 2375019 | 8487195 | 16129664 | 1935869 | 84414780
2030-11-01 | 0 | 5919868 | 2462658 | 939635 | 2113239 | 2989380 | 29594426 | 3319701 | 5691794 | 44895.6 | 2093010 | 0 | 2333004 | 5952614 | 3252020 | 1616312 | 8449.03 | 1390777 | 2741759 | 13178187 | 8512578 | 2223449 | 96377758
2030-12-01 | 0 | 3862898 | 0 | 4867122 | 3132331 | 1123803 | 18024720 | 1079344 | 612604 | 22499.4 | 2206842 | 380263 | 3301227 | 3324467 | 0 | 0 | 638474 | 34331.2 | 1327188 | 209360 | 234822 | 107571 | 44489869
2031-01-01 | 0 | 3559879 | 0 | 0 | 6256086 | 5880128 | 31828729 | 1438799 | 2084340 | 88628.7 | 0 | 0 | 0 | 0 | 0 | 1750461 | 1052724 | 0 | 1007467 | 0 | 0 | 142814 | 55090057
2031-02-01 | 0 | 9506817 | 6330056 | 2137603 | 2117953 | 3374230 | 18481151 | 3157151 | 3465664 | 11693.7 | 0 | 0 | 1895605 | 0 | 15719077 | 1067206 | 146698 | 956093 | 2456487 | 512405 | 0 | 2220047 | 73555938
2031-03-01 | 0 | 871875 | 0 | 8985822 | 654559 | 1620262 | 45798419 | 2844584 | 2205804 | 64861.8 | 3151870 | 4036315 | 3444194 | 1310841 | 28735.7 | 0 | 1040110 | 110147 | 1047.4 | 56138.8 | 735255 | 231043 | 77191882
2031-04-01 | 0 | 3543975 | 802067 | 2693954 | 7426622 | 2624588 | 13870848 | 3940946 | 4268187 | 33743.4 | 711532 | 749113 | 204030 | 6102904 | 153782 | 251825 | 0 | 980606 | 4257427 | 5916740 | 6386961 | 1093770 | 66013620
2031-05-01 | 0 | 7379241 | 1588733 | 5646221 | 8710951 | 9834360 | 24926448 | 6577051 | 6589796 | 71415.2 | 906762 | 862086 | 3986113 | 3768841 | 432306 | 0 | 1832278 | 1081681 | 3258228 | 6481590 | 7287117 | 3338438 | 104559655
2031-06-01 | 0 | 8410243 | 1512818 | 5186114 | 11329897 | 5520948 | 32279622 | 3729216 | 3774495 | 114223 | 328468 | 882364 | 558776 | 404818 | 432427 | 0 | 2121625 | 165893 | 1762388 | 1277260 | 755238 | 1244251 | 81791081
2031-07-01 | 0 | 8242976 | 1501246 | 4839733 | 8308109 | 7711442 | 29516302 | 878181 | 1879487 | 75253.5 | 146431 | 781142 | 0 | 197861 | 417092 | 0 | 941147 | 57289.2 | 359521 | 409655 | 1094171 | 29979 | 67387016
2031-08-01 | 0 | 3831632 | 751360 | 0 | 8838446 | 2827863 | 19759217 | 981622 | 2368374 | 27586.5 | 0 | 692410 | 0 | 0 | 0 | 0 | 2139201 | 0 | 0 | 0 | 0 | 0 | 42217712
2031-09-01 | 0 | 0 | 0 | 0 | 1371534 | 0 | 3314064 | 2506499 | 2857685 | 0 | 0 | 0 | 0 | 0 | 0 | 0 | 207326 | 0 | 1341822 | 0 | 0 | 1039327 | 12638258
2031-10-01 | 0 | 988885 | 645361 | 1662870 | 3052164 | 1082566 | 8209757 | 3254272 | 1814509 | 35800.3 | 903259 | 370844 | 5017161 | 637341 | 1575254 | 756118 | 915918 | 1229341 | 3126781 | 5618747 | 4021775 | 1969534 | 46888258
2031-11-01 | 0 | 7053969 | 3030050 | 2958390 | 3807595 | 3804833 | 29323284 | 4035926 | 4326966 | 54566.3 | 0 | 0 | 3224096 | 5914806 | 4107915 | 1832382 | 1031488 | 2374293 | 1943310 | 8235178 | 14226463 | 1745031 | 103030539
2031-12-01 | 0 | 3811633 | 620730 | 4974747 | 5687561 | 3900541 | 33486535 | 790529 | 3998832 | 47133.6 | 0 | 0 | 4525660 | 0 | 0 | 1251753 | 8396.15 | 36365.3 | 1118184 | 5808553 | 9222746 | 596092 | 79885991
2032-01-01 | 0 | 10046381 | 699609 | 8693662 | 3334134 | 4308226 | 48136966 | 6260513 | 3659821 | 64871.7 | 613350 | 0 | 0 | 0 | 0 | 1075457 | 1028772 | 71333.8 | 4703482 | 468113 | 0 | 2300590 | 95465283
2032-02-01 | 0 | 813546 | 0 | 0 | 6472154 | 3867679 | 6883899 | 6232966 | 10102.4 | 75022.4 | 3026338 | 0 | 5564972 | 0 | 0 | 1897626 | 509906 | 931432 | 3472834 | 0 | 0 | 202937 | 39961414
2032-03-01 | 0 | 12840891 | 6450703 | 11368024 | 5995773 | 5073004 | 51443953 | 6791726 | 6370834 | 80319.1 | 628542 | 3987356 | 75359.1 | 27247.3 | 29166.9 | 2520366 | 1049709 | 110667 | 5421042 | 6349807 | 7022763 | 1196303 | 134833556
2032-04-01 | 0 | 3650720 | 803493 | 2771870 | 6246867 | 4901982 | 13825901 | 3350334 | 2246893 | 46517.1 | 716502 | 734911 | 7044938 | 6260938 | 134031 | 255751 | 1035867 | 1103502 | 7655876 | 13234618 | 7343544 | 3431370 | 86796425
2032-05-01 | 0 | 7416218 | 1616522 | 5659625 | 6751619 | 5986669 | 29591875 | 6390588 | 7346780 | 75730.7 | 1031662 | 862355 | 549742 | 3505663 | 422717 | 248838 | 874646 | 1063049 | 6366519 | 781721 | 7094934 | 2241324 | 95878798
2032-06-01 | 0 | 8581630 | 1502407 | 3027000 | 9912217 | 7127616 | 28466076 | 1356826 | 2982662 | 100713 | 381107 | 875950 | 267290 | 393884 | 429009 | 0 | 2093139 | 163309 | 2903355 | 1211108 | 1063430 | 213219 | 73051948
2032-07-01 | 0 | 7123446 | 1520103 | 4906403 | 8944307 | 7707383 | 28949854 | 867038 | 1120676 | 74138.5 | 226380 | 791187 | 279121 | 197370 | 203805 | 0 | 1213285 | 56138.1 | 541039 | 414064 | 731924 | 28880.8 | 65896543
2032-08-01 | 0 | 4739691 | 757065 | 2182947 | 7354605 | 3397554 | 20468118 | 852915 | 2326433 | 39750.9 | 0 | 676824 | 0 | 0 | 0 | 0 | 2121939 | 0 | 511072 | 0 | 0 | 0 | 45428915
2032-09-01 | 0 | 0 | 0 | 0 | 1413713 | 0 | 6436023 | 4635782 | 4453025 | 0 | 0 | 0 | 0 | 0 | 0 | 0 | 253094 | 0 | 2671665 | 0 | 0 | 1870565 | 21733867
2032-10-01 | 0 | 3610810 | 1265045 | 1902444 | 4855138 | 803178 | 16544057 | 3407988 | 3702291 | 32942.9 | 1559168 | 720901 | 6487225 | 4333783 | 3044250 | 977527 | 1303553 | 2489855 | 5918860 | 16282658 | 14585177 | 3287288 | 97114140
2032-11-01 | 0 | 7038335 | 2283904 | 5298315 | 2427237 | 4409417 | 35026825 | 4437252 | 3485292 | 59819.5 | 2008947 | 0 | 850050 | 9180809 | 3686410 | 1898792 | 1046820 | 2583498 | 5764532 | 13707287 | 9141762 | 2374188 | 116709492
2032-12-01 | 0 | 3155873 | 3462286 | 1835291 | 5500632 | 1151894 | 36406251 | 561145 | 5390365 | 43178.9 | 2328495 | 1610591 | 5607209 | 145635 | 6228804 | 827221 | 198698 | 2688473 | 6492392 | 14939826 | 17278923 | 1706623 | 117559807
2033-01-01 | 0 | 8568278 | 0 | 5938598 | 5724257 | 6316460 | 12873258 | 6067233 | 244546 | 77959.2 | 2620064 | 0 | 1420980 | 0 | 0 | 1587708 | 1036398 | 1003601 | 5023824 | 436145 | 0 | 1321510 | 60260820
2033-02-01 | 0 | 3077737 | 0 | 0 | 2914380 | 2751074 | 46919791 | 1108234 | 2601074 | 68149.7 | 0 | 0 | 0 | 0 | 0 | 815460 | 110217 | 0 | 3365164 | 0 | 616498 | 202028 | 64549807
2033-03-01 | 0 | 13011073 | 7482803 | 11525568 | 5918786 | 3666517 | 58655621 | 5919398 | 5503827 | 43529.5 | 3716360 | 3985964 | 5631317 | 2340946 | 16305208 | 2499439 | 1059782 | 1048943 | 7946259 | 6207969 | 7142020 | 2486594 | 172097922
2033-04-01 | 0 | 12164732 | 816283 | 4906465 | 6438869 | 3208927 | 13877071 | 9204064 | 6082025 | 74283.7 | 734757 | 718170 | 3489700 | 15940445 | 113209 | 2271887 | 1032009 | 2224167 | 9405694 | 5778165 | 15948000 | 4259888 | 118688810
2033-05-01 | 0 | 4168309 | 1834386 | 3260265 | 6349137 | 5462487 | 15260055 | 3528564 | 3608609 | 61134.6 | 966734 | 756961 | 276850 | 204423 | 421446 | 248794 | 1044718 | 1059643 | 6458889 | 6790224 | 6802967 | 3642570 | 72207167
2033-06-01 | 0 | 8026866 | 2594829 | 3028258 | 8760297 | 9602503 | 31711849 | 3834632 | 4954100 | 115804 | 311115 | 941719 | 559747 | 592095 | 429986 | 0 | 2094583 | 161684 | 2889562 | 1222672 | 1126224 | 1278243 | 84236769
2033-07-01 | 0 | 8172612 | 2739912 | 7140310 | 10017831 | 5490496 | 34951303 | 925084 | 1323840 | 74690.4 | 226936 | 1459790 | 271717 | 194293 | 205705 | 0 | 1114022 | 53307.4 | 902118 | 424010 | 1121676 | 43822.5 | 76853475
2033-08-01 | 0 | 3948039 | 1263226 | 0 | 8508684 | 2850168 | 23614783 | 732908 | 2320676 | 40707.4 | 0 | 0 | 0 | 0 | 0 | 0 | 2145860 | 0 | 458756 | 0 | 0 | 0 | 45883806
2033-09-01 | 0 | 0 | 0 | 0 | 1278827 | 0 | 3267365 | 2498905 | 2847134 | 0 | 0 | 0 | 0 | 0 | 0 | 0 | 225574 | 0 | 2837124 | 0 | 0 | 1046989 | 14001918
2033-10-01 | 0 | 1923718 | 1189940 | 812112 | 4577375 | 1060667 | 11931098 | 2893226 | 3248903 | 10165.3 | 943144 | 361654 | 3961478 | 3901395 | 1582075 | 284885 | 412886 | 997456 | 4902008 | 12421931 | 8712037 | 2376588 | 68504739
2033-11-01 | 0 | 113494 | 658102 | 0 | 97374.1 | 387743 | 7602001 | 300022 | 0 | 3777.61 | 0 | 0 | 0 | 0 | 0 | 0 | 1033908 | 1384008 | 168973 | 0 | 0 | 0 | 11749403
2033-12-01 | 0 | 4155013 | 3349475 | 5632318 | 3913694 | 4725308 | 21574370 | 542501 | 1214398 | 35464.9 | 0 | 0 | 2390281 | 0 | 0 | 0 | 181173 | 46278.3 | 3671036 | 8383785 | 9291643 | 77061.4 | 69183799
2034-01-01 | 0 | 814596 | 637324 | 0 | 4698439 | 3462753 | 37948757 | 5822039 | 3325718 | 42014.4 | 1765712 | 0 | 4976643 | 0 | 585261 | 1060187 | 1025465 | 998225 | 582519 | 0 | 6204765 | 1287261 | 75237677
2034-02-01 | 0 | 13058602 | 5520861 | 9105648 | 5130570 | 7297593 | 50063207 | 4258137 | 2433114 | 104956 | 596552 | 3641386 | 0 | 5984276 | 14010292 | 2125197 | 306348 | 0 | 4886061 | 6038386 | 634355 | 1383947 | 136579487
2034-03-01 | 0 | 8494587 | 7035054 | 11256071 | 6120572 | 2177505 | 47483800 | 3539170 | 6211919 | 49601.8 | 3644044 | 684896 | 5589052 | 5542557 | 15904019 | 243893 | 1065328 | 1043882 | 3876281 | 653395 | 6279352 | 1096919 | 137991899
2034-04-01 | 0 | 6703285 | 805363 | 2672228 | 6642279 | 2281060 | 23658678 | 6187861 | 6278962 | 31273.6 | 4788510 | 4732434 | 3426700 | 6090287 | 132824 | 2292830 | 1074769 | 1073277 | 3253837 | 5777619 | 6991732 | 3435700 | 98331509
2034-05-01 | 0 | 4398059 | 1601487 | 5684779 | 9163375 | 9567603 | 13635353 | 3511730 | 3732319 | 89317.8 | 1172970 | 845256 | 555601 | 9846640 | 415774 | 255322 | 962600 | 1031399 | 5545260 | 6416238 | 7094581 | 2183151 | 87708813
2034-06-01 | 0 | 8575468 | 1516001 | 3030416 | 9831316 | 4511752 | 30463522 | 4339439 | 5046882 | 104736 | 385271 | 848667 | 545389 | 415962 | 612935 | 0 | 2126700 | 164052 | 2832341 | 1229984 | 1050121 | 1266656 | 78897612
2034-07-01 | 0 | 11226373 | 1505701 | 4935660 | 9826503 | 7835424 | 42654294 | 787420 | 1587408 | 96899.2 | 265877 | 765911 | 279573 | 192727 | 219363 | 0 | 1404243 | 55049.9 | 894346 | 421465 | 724967 | 27724.9 | 85706930
2034-08-01 | 0 | 839419 | 729938 | 2224186 | 7296203 | 3425463 | 6969287 | 759280 | 2298864 | 39562 | 0 | 659140 | 0 | 0 | 0 | 0 | 2111065 | 0 | 444167 | 0 | 0 | 0 | 27796574
2034-09-01 | 0 | 0 | 0 | 0 | 1237728 | 0 | 3198319 | 4864507 | 4411101 | 0 | 0 | 0 | 0 | 0 | 0 | 0 | 217993 | 0 | 3144654 | 0 | 0 | 1281816 | 18356118
2034-10-01 | 0 | 3170372 | 901740 | 1877110 | 4917868 | 2134923 | 15200864 | 3521847 | 2463249 | 22604.6 | 1574378 | 374833 | 5876595 | 701657 | 2113844 | 1246783 | 503201 | 2450060 | 5999961 | 12146031 | 7353360 | 2721211 | 77272492
2034-11-01 | 0 | 5784455 | 2545686 | 3199155 | 2298877 | 4434860 | 40014210 | 1646521 | 6105423 | 51392.2 | 1716941 | 0 | 555725 | 0 | 4895590 | 821669 | 1034201 | 1328576 | 5403764 | 8373437 | 15212694 | 2196796 | 107619971
2034-12-01 | 0 | 5444166 | 3024759 | 4889045 | 4423735 | 1182011 | 29692274 | 5061954 | 3557332 | 75169.5 | 2447046 | 2036302 | 5569239 | 9270646 | 872723 | 967956 | 484691 | 1795423 | 5857939 | 9477318 | 16584966 | 1709917 | 114424609
2035-01-01 | 0 | 10384553 | 625580 | 5998690 | 6275305 | 6233041 | 43712676 | 5165552 | 3078203 | 58873.7 | 3621972 | 0 | 1527238 | 0 | 10394594 | 1059178 | 1032632 | 983962 | 6949113 | 5819224 | 470796 | 2441831 | 115833014
2035-02-01 | 0 | 8452556 | 5784291 | 2181417 | 4062572 | 4641855 | 42194028 | 3404605 | 3662581 | 65324 | 4894779 | 3785424 | 3184231 | 9630747 | 16678212 | 1872429 | 443507 | 1305604 | 7810278 | 7807224 | 6735759 | 2908292 | 141505716
2035-03-01 | 0 | 4954802 | 0 | 11213375 | 3597540 | 2385294 | 57699064 | 6307414 | 3286672 | 79510.7 | 5876242 | 664350 | 2308435 | 0 | 27319.1 | 0 | 1057805 | 1226493 | 8043402 | 7174224 | 6920196 | 2753420 | 125575556
2035-04-01 | 0 | 12152102 | 6351614 | 2683765 | 6353808 | 2535609 | 14088174 | 3491220 | 2050069 | 31643.4 | 722797 | 0 | 3497041 | 0 | 0 | 2442112 | 1087337 | 1214817 | 7033382 | 0 | 7007786 | 2696265 | 75439542
2035-05-01 | 0 | 8079265 | 1618977 | 3331297 | 8629984 | 9447703 | 29651491 | 6665171 | 7571597 | 75942 | 851355 | 846228 | 3797307 | 9617925 | 603066 | 246237 | 1952189 | 1070168 | 5778301 | 6605066 | 7178806 | 3335428 | 116953505
2035-06-01 | 0 | 7341639 | 1548205 | 5293361 | 10588627 | 5648191 | 28456564 | 1256696 | 4959413 | 112897 | 378838 | 1576476 | 538390 | 384822 | 428898 | 0 | 1047249 | 109519 | 2999045 | 1192092 | 1051211 | 1298618 | 76210752
2035-07-01 | 0 | 8015784 | 1517836 | 4786716 | 7736445 | 4901162 | 32624758 | 675120 | 1279107 | 74672.8 | 255130 | 776557 | 0 | 199821 | 206420 | 0 | 1504155 | 55065.2 | 537671 | 0 | 733925 | 25907.7 | 65906253
2035-08-01 | 0 | 4652164 | 772824 | 2204471 | 8708118 | 6208001 | 16260619 | 1022102 | 2312599 | 40631.3 | 0 | 0 | 0 | 0 | 0 | 0 | 2141292 | 0 | 519146 | 0 | 0 | 0 | 44841967
2035-09-01 | 0 | 0 | 0 | 0 | 2389593 | 0 | 6383744 | 4799670 | 2901355 | 0 | 0 | 0 | 0 | 0 | 0 | 0 | 1761583 | 0 | 3158807 | 0 | 0 | 1033447 | 22428200
2035-10-01 | 0 | 1698074 | 614366 | 2467652 | 5820665 | 3703184 | 11913952 | 3968072 | 4727750 | 32275.4 | 1132444 | 356622 | 6064684 | 651492 | 1554561 | 1397452 | 1928723 | 2844493 | 5846315 | 9108007 | 5447264 | 2037121 | 73315168
2035-11-01 | 0 | 1829669 | 1046803 | 1143109 | 701984 | 1058610 | 23258913 | 354493 | 63654 | 47439.6 | 1187592 | 521835 | 2980306 | 6059239 | 912361 | 297082 | 1640993 | 1377736 | 5344044 | 6636288 | 15066256 | 1590314 | 73118721
2035-12-01 | 0 | 0 | 0 | 0 | 1739209 | 0 | 0 | 112862 | 3959424 | 13792.1 | 0 | 0 | 0 | 0 | 0 | 0 | 312916 | 0 | 83859.1 | 0 | 0 | 0 | 6222062
2036-01-01 | 0 | 814810 | 0 | 0 | 967876 | 0 | 3663609 | 415947 | 238186 | 26984.7 | 0 | 0 | 0 | 0 | 0 | 0 | 0 | 0 | 8800.8 | 0 | 0 | 41158.7 | 6177372
2036-02-01 | 0 | 0 | 0 | 0 | 2232587 | 5301747 | 41531617 | 78568.3 | 263986 | 0 | 0 | 0 | 0 | 0 | 0 | 0 | 274451 | 0 | 1008867 | 0 | 0 | 6906.14 | 50698730
2036-03-01 | 0 | 877540 | 0 | 8463020 | 860684 | 1599431 | 6794749 | 1082930 | 30577.5 | 30109.1 | 17253.2 | 11929.9 | 38721.4 | 0 | 0 | 0 | 0 | 7419.26 | 973976 | 54889 | 49833.4 | 9458.75 | 20902521
2036-04-01 | 0 | 3521041 | 817244 | 2579757 | 6811322 | 3008704 | 10568186 | 3333017 | 5281784 | 60784.4 | 683821 | 707739 | 3349790 | 6181964 | 92206.9 | 239662 | 1024886 | 935741 | 1802492 | 5703161 | 6227746 | 2159099 | 65090148
2036-05-01 | 0 | 7327193 | 1625178 | 5693340 | 6838574 | 10484964 | 28708797 | 6447069 | 6544610 | 75549 | 126707 | 755110 | 278911 | 3580557 | 403462 | 0 | 1993468 | 1046673 | 4365579 | 796013 | 6677192 | 2211231 | 95980177
2036-06-01 | 0 | 8364516 | 753355 | 3007953 | 10118870 | 4555555 | 24858474 | 3951994 | 5060366 | 110146 | 254075 | 929938 | 540969 | 403801 | 623408 | 0 | 1027586 | 159443 | 1799654 | 1194873 | 1077442 | 1280001 | 70072418
2036-07-01 | 0 | 8125332 | 2213581 | 4941077 | 9450749 | 7786288 | 32676874 | 938417 | 1388697 | 61667.4 | 133372 | 749282 | 277220 | 189444 | 206532 | 0 | 1522154 | 55668.9 | 360953 | 399773 | 716252 | 28437.5 | 72221768
2036-08-01 | 0 | 3909822 | 748205 | 2188370 | 7349724 | 3366069 | 19826695 | 758950 | 2290764 | 67347.8 | 0 | 0 | 0 | 0 | 0 | 0 | 2088392 | 0 | 0 | 0 | 0 | 14904.2 | 42609243
2036-09-01 | 0 | 0 | 0 | 0 | 1131019 | 0 | 3133953 | 2571751 | 2137238 | 0 | 0 | 0 | 0 | 0 | 0 | 0 | 302122 | 0 | 1338399 | 0 | 0 | 1028412 | 11642893
2036-10-01 | 0 | 2693001 | 1810854 | 2391524 | 3048582 | 2752639 | 15801803 | 3502854 | 4236727 | 32946.5 | 1127948 | 698631 | 4337622 | 6327514 | 3092818 | 757495 | 860575 | 325437 | 3374096 | 7243777 | 1986215 | 1753649 | 68156704
2036-11-01 | 0 | 3003486 | 1426471 | 1852703 | 3471023 | 1640793 | 23277127 | 3363090 | 1628360 | 49129.6 | 356693 | 465048 | 3086503 | 9118250 | 2917732 | 1054082 | 1026633 | 1424604 | 2035285 | 8247681 | 14964834 | 1634112 | 86043640
2036-12-01 | 0 | 5696338 | 3007906 | 0 | 2529255 | 2515021 | 28720926 | 1683955 | 5173937 | 0 | 1345793 | 1822653 | 0 | 139608 | 5221338 | 0 | 8416.19 | 941035 | 584851 | 239419 | 246997 | 1763114 | 61640562
2037-01-01 | 0 | 823388 | 0 | 0 | 998039 | 2794041 | 3093799 | 206472 | 237917 | 27227.7 | 0 | 0 | 0 | 0 | 0 | 0 | 0 | 0 | 9393.89 | 0 | 0 | 44363.9 | 8234641
2037-02-01 | 0 | 13235639 | 6511999 | 10551325 | 6024761 | 7201766 | 55425750 | 6252818 | 4957897 | 77735.7 | 0 | 3744782 | 5300836 | 5990116 | 15512852 | 839948 | 646852 | 995610 | 3524388 | 585006 | 6622775 | 1389410 | 155392266
2037-03-01 | 0 | 11692027 | 6825872 | 2478950 | 5802108 | 2296510 | 57769258 | 7037593 | 4239539 | 78463 | 3634594 | 661847 | 72938.7 | 4715239 | 27281.1 | 2400857 | 2060834 | 1066209 | 5333107 | 5586322 | 6861207 | 2728772 | 133369529
2037-04-01 | 0 | 114755 | 0 | 10800702 | 6294254 | 3187941 | 3653163 | 2965081 | 1284784 | 17027.3 | 594809 | 0 | 3136352 | 0 | 0 | 0 | 0 | 1293475 | 1456368 | 581145 | 6942775 | 2754670 | 45077302
2037-05-01 | 0 | 7669018 | 1606613 | 3156367 | 5724580 | 6543862 | 23972118 | 3834241 | 5518507 | 56368.7 | 240228 | 819431 | 3672029 | 6306309 | 401175 | 236895 | 865286 | 1009919 | 3248669 | 6295657 | 6571847 | 2176884 | 89926002
2037-06-01 | 0 | 8714770 | 1514606 | 5228594 | 7131155 | 8010727 | 30835034 | 3813586 | 4924237 | 112731 | 258479 | 829536 | 528662 | 400359 | 612409 | 0 | 2096087 | 159330 | 1823464 | 1186467 | 1074525 | 1275854 | 80530613
2037-07-01 | 0 | 8135222 | 1518224 | 2608498 | 10543614 | 7182285 | 30053416 | 821056 | 1345448 | 74837.9 | 128846 | 1401200 | 277683 | 189014 | 200469 | 0 | 1290942 | 52258.5 | 356268 | 418373 | 706725 | 27379.2 | 67331758
2037-08-01 | 0 | 844655 | 757623 | 2295200 | 6364695 | 3359677 | 19368881 | 823395 | 2333215 | 27930.7 | 0 | 0 | 0 | 0 | 0 | 0 | 2114684 | 0 | 0 | 0 | 0 | 0 | 38289957
2037-09-01 | 0 | 0 | 0 | 0 | 1445798 | 0 | 3095538 | 2483457 | 1862321 | 0 | 0 | 0 | 0 | 0 | 0 | 0 | 110652 | 0 | 1297473 | 0 | 0 | 921786 | 11217025
2037-10-01 | 0 | 2838119 | 543991 | 767880 | 3574720 | 809138 | 15019913 | 3269468 | 2845888 | 33363.7 | 1139090 | 354842 | 3097996 | 32776.3 | 1492396 | 541563 | 1031079 | 1303020 | 2140492 | 8811377 | 9612488 | 1755172 | 61014774
2037-11-01 | 0 | 5158707 | 416945 | 1884820 | 3510002 | 4044136 | 30852992 | 2993115 | 4441845 | 57305.8 | 909812 | 717169 | 3485142 | 9062434 | 5682210 | 1425132 | 0 | 2095741 | 1707643 | 13421372 | 14952333 | 2582622 | 109401475
2037-12-01 | 0 | 1668539 | 616788 | 0 | 3085309 | 0 | 31582191 | 1400400 | 3947720 | 21386.8 | 0 | 0 | 3187691 | 0 | 0 | 914381 | 638110 | 1435971 | 463080 | 0 | 0 | 580036 | 49541604
2038-01-01 | 0 | 3501000 | 4758072 | 7650829 | 6371764 | 6004021 | 32403654 | 4126302 | 4815401 | 94330.6 | 0 | 2161029 | 0 | 0 | 884185 | 0 | 1053651 | 885573 | 3957464 | 5281942 | 6422054 | 1350935 | 91722206
2038-02-01 | 0 | 0 | 0 | 0 | 374714 | 0 | 9705347 | 347659 | 15857.2 | 0 | 0 | 0 | 0 | 0 | 0 | 0 | 0 | 0 | 861.769 | 0 | 0 | 6527.19 | 10450966
2038-03-01 | 0 | 12331801 | 6800342 | 11113355 | 6684623 | 6666981 | 55919863 | 10199505 | 6340754 | 91005.5 | 3533977 | 4470125 | 5375628 | 6081205 | 15440884 | 2368876 | 2089106 | 995141 | 7723175 | 6110654 | 6620697 | 2413185 | 179370882
2038-04-01 | 0 | 14942773 | 798223 | 5125805 | 8711287 | 3649542 | 65734161 | 5294930 | 5244441 | 61271 | 666528 | 708901 | 3380414 | 6065029 | 125681 | 241715 | 0 | 2100380 | 2390271 | 5541536 | 13165678 | 3767173 | 147715737
2038-05-01 | 0 | 3999166 | 1610844 | 3229114 | 6671064 | 7763789 | 27839624 | 6699174 | 5557263 | 57956.7 | 825132 | 820452 | 3699779 | 9707345 | 399695 | 0 | 1791927 | 1529025 | 4622425 | 7083239 | 9551757 | 4441476 | 107900246
2038-06-01 | 0 | 8413026 | 1510343 | 5313684 | 10991471 | 5067258 | 27003960 | 1237329 | 5003869 | 137541 | 438306 | 820078 | 535014 | 384194 | 629684 | 0 | 2082318 | 109094 | 363149 | 834988 | 1043771 | 1232374 | 73151450
2038-07-01 | 0 | 8189345 | 1505052 | 4952393 | 7357491 | 7736519 | 32598220 | 667493 | 972437 | 52240.7 | 124124 | 719965 | 0 | 198003 | 198314 | 0 | 1077475 | 51865.1 | 360246 | 400076 | 707713 | 42518.4 | 67911490
2038-08-01 | 0 | 3829930 | 797529 | 0 | 8860935 | 2834330 | 19564826 | 1003254 | 2331426 | 39703.5 | 0 | 658390 | 0 | 0 | 0 | 0 | 2109431 | 0 | 0 | 0 | 0 | 0 | 42029754
2038-09-01 | 0 | 0 | 0 | 0 | 1467138 | 0 | 3076975 | 2483289 | 2849553 | 0 | 0 | 0 | 0 | 0 | 0 | 0 | 199863 | 0 | 1379842 | 0 | 0 | 1266710 | 12723369
2038-10-01 | 0 | 4319027 | 2007090 | 2642892 | 4902722 | 2121267 | 15907122 | 5816167 | 6047259 | 54195.6 | 1492682 | 1164000 | 4917523 | 4521395 | 5058648 | 1850252 | 1456021 | 2507810 | 3587914 | 13888603 | 20571227 | 4264610 | 109098425
2038-11-01 | 0 | 6172579 | 3299854 | 5815260 | 4445113 | 3993047 | 37843372 | 3664936 | 7369816 | 58396.9 | 944849 | 874819 | 2538056 | 5944578 | 3474499 | 1427974 | 1038480 | 2130295 | 3286406 | 20281233 | 15092782 | 2357295 | 132053643
2038-12-01 | 0 | 3177443 | 4309770 | 1854828 | 3190765 | 1778999 | 28288164 | 1812195 | 1459574 | 31304.6 | 1739365 | 110316 | 992164 | 134904 | 5859830 | 791616 | 147327 | 3077421 | 1545583 | 17349211 | 19494193 | 3122614 | 100267587
2039-01-01 | 0 | 9654665 | 3633117 | 5296380 | 5500594 | 4571333 | 36823040 | 451085 | 3368074 | 83915.2 | 0 | 2202719 | 3080773 | 3087713 | 588442 | 1454519 | 1032988 | 934645 | 8604.33 | 323452 | 6325332 | 1337182 | 89758573
2039-02-01 | 0 | 1671967 | 769910 | 2230167 | 3270269 | 4527031 | 45628041 | 6367634 | 3322063 | 12681.8 | 2795353 | 0 | 0 | 6000964 | 14992117 | 828585 | 211076 | 90132.4 | 4839067 | 5847233 | 0 | 65268.8 | 103469561
2039-03-01 | 0 | 12330562 | 5932735 | 8219322 | 2605383 | 1592163 | 16918918 | 361194 | 3235721 | 61578.4 | 594228 | 3741442 | 5286358 | 0 | 28343.1 | 2382025 | 1042462 | 7342.74 | 410.257 | 0 | 625003 | 1300383 | 66265574
2039-04-01 | 0 | 3531352 | 1609329 | 5091564 | 6936954 | 4578323 | 13900722 | 6329197 | 6939440 | 39522.2 | 669313 | 697806 | 3391677 | 9671859 | 15302467 | 233836 | 0 | 900544 | 4761040 | 5560168 | 6117733 | 3117583 | 99380429
2039-05-01 | 0 | 7737549 | 838704 | 3260897 | 6650763 | 9107206 | 23765575 | 3780729 | 4591548 | 79275.7 | 831693 | 820983 | 3701756 | 9566315 | 401751 | 0 | 1719597 | 1057933 | 1811005 | 6533021 | 6537020 | 2324710 | 95118030
2039-06-01 | 0 | 8185926 | 1550303 | 5389926 | 10564234 | 5404902 | 31405003 | 4006492 | 4951426 | 88390.8 | 252095 | 1565888 | 536597 | 583047 | 624112 | 0 | 2131941 | 105433 | 1849575 | 1222724 | 1063444 | 1268108 | 82749568
2039-07-01 | 0 | 7348849 | 2223725 | 5252046 | 10193707 | 8651274 | 29771249 | 881400 | 1586922 | 102882 | 130151 | 743652 | 270748 | 186213 | 212398 | 0 | 1366804 | 54918.6 | 352483 | 388790 | 1035280 | 26828.8 | 70780321
2039-08-01 | 0 | 4699048 | 755657 | 2333587 | 7251178 | 3424122 | 19489696 | 548612 | 2383219 | 39770.6 | 0 | 0 | 0 | 0 | 0 | 0 | 2135915 | 0 | 0 | 0 | 0 | 0 | 43060804
2039-09-01 | 0 | 0 | 0 | 0 | 1396151 | 0 | 3078699 | 2814187 | 2913700 | 0 | 0 | 0 | 0 | 0 | 0 | 0 | 110422 | 0 | 1422533 | 0 | 0 | 1043095 | 12778788
2039-10-01 | 0 | 2100172 | 581281 | 1843572 | 2121214 | 1846937 | 11920714 | 3126394 | 2376131 | 14974.3 | 627454 | 343908 | 2197412 | 609218 | 1496570 | 853105 | 320076 | 1817489 | 2088524 | 4059679 | 13440251 | 2339110 | 56124186
2039-11-01 | 0 | 3098030 | 1730411 | 1537091 | 4132666 | 3572044 | 21003662 | 4520653 | 3063746 | 47761.6 | 0 | 1034494 | 5807274 | 0 | 0 | 672167 | 1051514 | 1432308 | 3952059 | 8151344 | 9052563 | 1024733 | 74884519
2039-12-01 | 0 | 6201206 | 627021 | 5816526 | 5977760 | 1144154 | 26301286 | 722450 | 3795628 | 66714 | 995032 | 0 | 1044643 | 0 | 0 | 823415 | 501553 | 0 | 109596 | 306494 | 325780 | 622462 | 55381720
2040-01-01 | 0 | 9761222 | 3557506 | 2107995 | 3171187 | 6778656 | 36723998 | 5594864 | 6037305 | 35132.1 | 563357 | 2751862 | 0 | 4771705 | 588673 | 1887512 | 1044791 | 935668 | 3117458 | 5230455 | 5830323 | 1331806 | 101821475
2040-02-01 | 0 | 1694556 | 6080581 | 7029828 | 6510244 | 1289261 | 41122529 | 6052739 | 471210 | 89083.8 | 2550987 | 0 | 5122996 | 9381334 | 14176530 | 823019 | 440712 | 958991 | 4774942 | 488245 | 524841 | 1300214 | 110882840
2040-03-01 | 0 | 25343085 | 6733694 | 13303940 | 8039278 | 9960640 | 116263151 | 7601734 | 9444828 | 96658.5 | 3495405 | 4367482 | 3193700 | 5001649 | 15170427 | 2398719 | 2108629 | 1000766 | 9781310 | 11174765 | 6541963 | 3490222 | 264512043
2040-04-01 | 0 | 3693647 | 793083 | 2682133 | 3375301 | 1640821 | 74343768 | 3217126 | 4072280 | 29856.4 | 4273654 | 628170 | 5435724 | 6013703 | 137793 | 238773 | 0 | 1182211 | 9590076 | 9003014 | 9473001 | 4216027 | 144040163
2040-05-01 | 0 | 4487366 | 1604688 | 3213208 | 8917484 | 7915962 | 19156443 | 6361851 | 4524826 | 66050.2 | 905063 | 811154 | 541003 | 9560445 | 424883 | 0 | 1988394 | 1246519 | 5169153 | 7393102 | 8178772 | 3865810 | 96332177
2040-06-01 | 0 | 7913964 | 1547308 | 5383813 | 11876627 | 7493773 | 40044346 | 1551436 | 5002366 | 130652 | 447500 | 902848 | 525298 | 579403 | 419360 | 0 | 2120654 | 154450 | 2848389 | 1211081 | 1036022 | 1280774 | 92470063
2040-07-01 | 0 | 11178182 | 2820336 | 4928646 | 8884961 | 4828367 | 29362040 | 831566 | 1813412 | 103648 | 212013 | 1353737 | 268137 | 192713 | 410069 | 0 | 939617 | 54287.5 | 903644 | 798203 | 1027780 | 42048.7 | 70953408
2040-08-01 | 0 | 4729200 | 1280657 | 2288904 | 8121773 | 3437117 | 23194622 | 725215 | 3515108 | 39994.7 | 0 | 0 | 0 | 0 | 0 | 0 | 2071331 | 0 | 453838 | 0 | 0 | 0 | 49857759
2040-09-01 | 0 | 0 | 0 | 0 | 1928687 | 0 | 2991692 | 4737970 | 3243985 | 0 | 0 | 0 | 0 | 0 | 0 | 0 | 226488 | 0 | 2705159 | 0 | 0 | 1982853 | 17816833
2040-10-01 | 0 | 1840283 | 1792687 | 1469220 | 4099986 | 2314704 | 18151508 | 3857161 | 3073373 | 19252.2 | 1251441 | 700434 | 4966639 | 1413639 | 3147673 | 778186 | 1455576 | 3012071 | 5716730 | 17884819 | 20130763 | 1850631 | 98926775
2040-11-01 | 0 | 2676311 | 3326848 | 5161066 | 1776033 | 4079302 | 30102672 | 4158511 | 7359471 | 46451.1 | 2013488 | 1177516 | 2381392 | 0 | 6222391 | 1670075 | 8463.77 | 3447865 | 5693138 | 12646551 | 13484028 | 3316193 | 110747767
2040-12-01 | 0 | 5134798 | 4127093 | 0 | 3650141 | 1048854 | 15160107 | 888758 | 1429912 | 58963.1 | 1981152 | 1800392 | 3027724 | 9251686 | 898607 | 973994 | 675441 | 2348978 | 5765977 | 16269921 | 18112432 | 2709191 | 95314123
2041-01-01 | 0 | 2514622 | 4714609 | 6373804 | 5860055 | 3382223 | 48130581 | 1970107 | 1614645 | 27353.2 | 0 | 2763162 | 0 | 0 | 9414954 | 0 | 1054853 | 72858.7 | 1687791 | 441389 | 388436 | 262659 | 90674103
2041-02-01 | 0 | 11113447 | 6157397 | 2189397 | 5550313 | 7212939 | 42297400 | 6632473 | 5147292 | 102711 | 3214259 | 0 | 4859284 | 5903972 | 14712337 | 2985910 | 286492 | 954222 | 3440374 | 5174621 | 6296312 | 1375856 | 135607007
2041-03-01 | 0 | 12295011 | 6637161 | 13155839 | 5601781 | 2953299 | 68636550 | 10004991 | 7203053 | 50391.9 | 3422175 | 4369041 | 5364028 | 5531585 | 15406005 | 2363463 | 1079348 | 1000682 | 5248021 | 6436700 | 6459744 | 2402344 | 185621213
2041-04-01 | 0 | 15122947 | 804248 | 10587180 | 6720698 | 4363946 | 72168884 | 3301789 | 4299874 | 38833.1 | 3852054 | 4348815 | 3211672 | 15954387 | 81007.2 | 228622 | 1068374 | 2110819 | 4650911 | 12555701 | 14602167 | 4413964 | 184486894
2041-05-01 | 0 | 7276033 | 1971193 | 3571496 | 9800183 | 9688487 | 30322092 | 7004619 | 7419167 | 89761.8 | 1118577 | 784287 | 512978 | 3483647 | 558419 | 0 | 1745338 | 1494476 | 3260712 | 9178389 | 9823522 | 4518431 | 113621809
2041-06-01 | 0 | 8565221 | 2833796 | 5308235 | 10109527 | 7564990 | 31657064 | 3974965 | 4873996 | 116276 | 391989 | 1547530 | 523367 | 581520 | 619239 | 0 | 2095017 | 187364 | 1786573 | 1407922 | 1589412 | 1929312 | 87663316
2041-07-01 | 0 | 8327074 | 2865468 | 7108639 | 10686141 | 5378076 | 39541196 | 690673 | 2739996 | 86665.9 | 249043 | 711410 | 268403 | 195804 | 208088 | 0 | 1248696 | 53233.7 | 366502 | 782085 | 702277 | 24556.2 | 82234027
2041-08-01 | 0 | 3818503 | 1278796 | 0 | 6866164 | 2827996 | 19504727 | 1021552 | 2378741 | 27574.9 | 0 | 645747 | 0 | 0 | 0 | 0 | 2101074 | 0 | 0 | 0 | 0 | 0 | 40470874
2041-09-01 | 0 | 0 | 0 | 0 | 3478228 | 0 | 2986887 | 2542101 | 1702559 | 0 | 0 | 0 | 0 | 0 | 0 | 0 | 1045765 | 0 | 1389952 | 0 | 0 | 1927742 | 15073234
2041-10-01 | 0 | 3864790 | 2221109 | 2199236 | 4112096 | 3194055 | 17814522 | 6049641 | 5204895 | 59764.9 | 1682743 | 1043007 | 5379332 | 3526100 | 5664733 | 1734778 | 1071657 | 3306482 | 5575620 | 18997104 | 21663284 | 3157089 | 117522037
2041-11-01 | 0 | 3783565 | 3426077 | 1901402 | 1980036 | 4379736 | 27171413 | 1691710 | 7617794 | 59506.6 | 1799637 | 0 | 4951163 | 8617289 | 6340347 | 1210009 | 1040323 | 3937198 | 5467278 | 22975555 | 25636295 | 3651071 | 137637404
2041-12-01 | 0 | 4693656 | 4518708 | 1939305 | 4628789 | 3911823 | 25920231 | 4943524 | 1458191 | 47009.8 | 2155462 | 1290841 | 734415 | 0 | 883368 | 227566 | 0 | 2876701 | 5257125 | 16749849 | 19296077 | 2963020 | 104495660
2042-01-01 | 0 | 10650577 | 4115073 | 6794634 | 7290911 | 4008514 | 51528630 | 6613016 | 8755388 | 60886.8 | 1796209 | 2779106 | 4613540 | 6303024 | 8925887 | 2054041 | 1033450 | 125750 | 3135570 | 738842 | 452630 | 1502362 | 133278038
2042-02-01 | 0 | 13351088 | 5608091 | 7730286 | 4209682 | 6659605 | 53025689 | 3363981 | 5605858 | 100677 | 564201 | 0 | 0 | 3028064 | 13521943 | 2020929 | 622163 | 983943 | 4711635 | 5821528 | 6322085 | 2637440 | 139888890
2042-03-01 | 0 | 3390356 | 5812729 | 2471527 | 6152086 | 2236200 | 44122312 | 4197563 | 1217042 | 33942.9 | 2858344 | 4306004 | 5218608 | 3773181 | 14838029 | 2942285 | 1028460 | 1303583 | 2293765 | 7543676 | 8016565 | 2994864 | 126751123
2042-04-01 | 0 | 513912 | 0 | 2678913 | 1544814 | 2006769 | 3480180 | 3143901 | 2096181 | 36388.4 | 0 | 0 | 188780 | 0 | 0 | 0 | 0 | 37918.5 | 1469439 | 0 | 0 | 1098173 | 18295370
2042-05-01 | 0 | 7871528 | 1629352 | 3229542 | 9711818 | 8940521 | 24800856 | 6589790 | 6499079 | 82556.3 | 795018 | 809963 | 3596383 | 9432210 | 580243 | 236672 | 1897530 | 974003 | 4695191 | 6384114 | 6616426 | 3286052 | 108658847
2042-06-01 | 0 | 8835506 | 1517916 | 5283760 | 10048911 | 7619656 | 31563019 | 1027620 | 2948903 | 120669 | 255504 | 894957 | 520304 | 578613 | 403117 | 0 | 2118491 | 155430 | 354635 | 1168580 | 1021895 | 249251 | 76686738
2042-07-01 | 0 | 8299642 | 2323228 | 4946006 | 9619313 | 7678152 | 41804617 | 999923 | 1718047 | 78739.5 | 123762 | 1336972 | 256834 | 196719 | 402976 | 0 | 933289 | 52014.1 | 352644 | 401806 | 711197 | 24060.7 | 82259942
2042-08-01 | 0 | 3804680 | 0 | 2223747 | 7031859 | 3327359 | 6563531 | 726622 | 2330166 | 40214.3 | 0 | 0 | 0 | 0 | 0 | 0 | 2101997 | 0 | 0 | 0 | 0 | 0 | 28150176
2042-09-01 | 0 | 0 | 0 | 0 | 1491498 | 0 | 2917265 | 4699734 | 2937749 | 0 | 0 | 0 | 0 | 0 | 0 | 0 | 273634 | 0 | 2606473 | 0 | 0 | 952809 | 15879161
2042-10-01 | 0 | 2475480 | 1131841 | 2409313 | 4758728 | 1026585 | 15366526 | 3864606 | 4564174 | 15841.5 | 518746 | 660899 | 5592172 | 649788 | 2743683 | 791508 | 1671447 | 1600044 | 3320968 | 6048519 | 6911016 | 2581277 | 68703161
2042-11-01 | 0 | 4270761 | 1041697 | 1485321 | 3314530 | 3115032 | 25547811 | 2746398 | 322437 | 49061.3 | 552385 | 0 | 0 | 0 | 875225 | 0 | 8347.27 | 1243991 | 1984266 | 6832926 | 9021114 | 776823 | 63188125
2042-12-01 | 0 | 0 | 0 | 0 | 2438782 | 721408 | 18690928 | 380766 | 4395279 | 0 | 0 | 0 | 0 | 6019131 | 0 | 0 | 278439 | 0 | 115957 | 0 | 0 | 581152 | 33621842
2043-01-01 | 0 | 11483524 | 677247 | 8133328 | 5915640 | 6776795 | 44707094 | 6150139 | 4541182 | 94376.7 | 0 | 0 | 2997787 | 3006002 | 0 | 552539 | 1030211 | 855711 | 3277114 | 0 | 5715977 | 2199475 | 108114141
2043-02-01 | 0 | 835036 | 4985675 | 2289191 | 3627981 | 4636211 | 38967290 | 1533484 | 4030779 | 13000.5 | 3225905 | 0 | 1819522 | 5942251 | 15101475 | 2959334 | 375112 | 73884.7 | 2365049 | 5584813 | 493280 | 1336612 | 100195884
2043-03-01 | 0 | 11106671 | 813770 | 10540232 | 5741454 | 2340843 | 56044346 | 6177849 | 3173670 | 112101 | 17120.5 | 4251485 | 5155667 | 1791482 | 27619.4 | 0 | 1037806 | 960295 | 3818669 | 602599 | 6368077 | 285065 | 120366821
2043-04-01 | 0 | 3562693 | 6680034 | 2743269 | 5981802 | 3066541 | 13664968 | 8251010 | 4886797 | 60387 | 648348 | 59355.9 | 3284270 | 5941060 | 139038 | 2296934 | 1058598 | 1195690 | 4599106 | 5440566 | 6537278 | 2305335 | 82403080
2043-05-01 | 0 | 7777941 | 1664695 | 5547739 | 8412216 | 9595640 | 27818807 | 3663315 | 6616462 | 91821.4 | 826174 | 1416320 | 3671941 | 3526941 | 389429 | 224247 | 1971667 | 988406 | 5513993 | 5927199 | 6462313 | 2296099 | 104403366
2043-06-01 | 0 | 8605445 | 1552267 | 3396303 | 11420319 | 7935049 | 28539698 | 4200268 | 4856197 | 99071.7 | 241568 | 783761 | 516485 | 370996 | 581426 | 0 | 1024664 | 155129 | 2912534 | 1187437 | 1037300 | 1266526 | 80682442
2043-07-01 | 0 | 11234163 | 1513984 | 7295495 | 8892634 | 8409812 | 42345003 | 714645 | 1046013 | 85735.3 | 125989 | 1349716 | 259945 | 195771 | 193488 | 0 | 1560404 | 51067.7 | 907477 | 379907 | 1040134 | 26482.9 | 87627867
2043-08-01 | 0 | 840609 | 765174 | 0 | 8387580 | 2791801 | 19207774 | 1010816 | 2355172 | 68028.8 | 0 | 0 | 0 | 0 | 0 | 0 | 2092374 | 0 | 469009 | 0 | 0 | 14938.5 | 38003276
2043-09-01 | 0 | 0 | 0 | 0 | 3814358 | 0 | 2978041 | 4898166 | 4423612 | 0 | 0 | 0 | 0 | 0 | 0 | 0 | 1164477 | 0 | 2847917 | 0 | 0 | 1905303 | 22031874
2043-10-01 | 0 | 3085344 | 621836 | 1735104 | 1136071 | 1065246 | 15328957 | 3333970 | 2513588 | 13753.3 | 639251 | 776895 | 2137523 | 1305423 | 1563169 | 543567 | 1387.23 | 2105108 | 5592817 | 10055853 | 11590051 | 2460846 | 67605759
2043-11-01 | 0 | 5378879 | 0 | 3120923 | 3499956 | 1475724 | 19237711 | 369193 | 1570962 | 3770.44 | 942914 | 678512 | 2338242 | 0 | 0 | 832494 | 1038857 | 1158578 | 425877 | 6696366 | 8102593 | 781997 | 57653548
2043-12-01 | 0 | 4081092 | 1052563 | 0 | 5794407 | 719691 | 26244541 | 1216331 | 5887139 | 45272.3 | 0 | 0 | 0 | 0 | 7893881 | 0 | 214108 | 0 | 1593462 | 0 | 0 | 1147677 | 55890164
2044-01-01 | 0 | 11017223 | 4716879 | 6627987 | 3499278 | 5914469 | 38548062 | 5314634 | 2814073 | 47326.5 | 1688865 | 2144424 | 2954316 | 3968923 | 588025 | 224081 | 1034201 | 897069 | 3565041 | 5397562 | 6080534 | 818171 | 107861144
2044-02-01 | 0 | 3899742 | 0 | 9540461 | 4995481 | 7217741 | 47399658 | 4226576 | 5518120 | 46489.3 | 554659 | 3328724 | 4705124 | 9353329 | 14199918 | 2561761 | 633625 | 83607.6 | 2601688 | 0 | 564591 | 2108061 | 123539354
2044-03-01 | 0 | 11269921 | 6608885 | 10390946 | 6319007 | 2306642 | 54199152 | 6493599 | 5201639 | 76056.3 | 2783595 | 617090 | 2124618 | 1322096 | 53260.6 | 2270190 | 1041770 | 962794 | 5199166 | 5662994 | 6288838 | 1419906 | 132612164
2044-04-01 | 0 | 3614600 | 797680 | 2674894 | 6059831 | 2323930 | 13544331 | 3518939 | 3060403 | 60984.1 | 639881 | 3610532 | 3160121 | 9163302 | 14915178 | 226146 | 1063658 | 1036621 | 2733489 | 788508 | 6434158 | 3447569 | 82874754
2044-05-01 | 0 | 4696905 | 812877 | 3210722 | 5739684 | 6649944 | 14685482 | 3507220 | 4422199 | 59447.8 | 122179 | 690031 | 3206353 | 365490 | 194312 | 0 | 1053801 | 954706 | 2830335 | 5820651 | 6381645 | 1177081 | 66581064
2044-06-01 | 0 | 8270843 | 1493436 | 5375473 | 9878409 | 8011226 | 30441722 | 3936591 | 4936341 | 112310 | 244123 | 1465773 | 775719 | 382054 | 593625 | 0 | 2112689 | 104920 | 1794183 | 751598 | 705883 | 1218834 | 82605754
2044-07-01 | 0 | 8454304 | 1492299 | 5063131 | 9537715 | 7778718 | 41585870 | 880269 | 1385959 | 73625.4 | 119006 | 688329 | 0 | 195605 | 193935 | 0 | 1139631 | 52958.2 | 364757 | 753031 | 1013143 | 25796.1 | 80798081
2044-08-01 | 0 | 3904370 | 773893 | 0 | 6794737 | 2768808 | 10281589 | 750364 | 2358974 | 39236 | 0 | 0 | 0 | 0 | 0 | 0 | 2128850 | 0 | 0 | 0 | 0 | 0 | 29800821
2044-09-01 | 0 | 0 | 0 | 0 | 2646286 | 0 | 5755694 | 4803742 | 4480214 | 0 | 0 | 0 | 0 | 0 | 0 | 0 | 489020 | 0 | 2610556 | 0 | 0 | 1910597 | 22696109
2044-10-01 | 0 | 3251121 | 1143907 | 2252809 | 2796780 | 1281225 | 18505581 | 3905012 | 2417476 | 38405.7 | 1039773 | 324647 | 1881743 | 3932384 | 2737452 | 762809 | 647170 | 2074012 | 4199506 | 13328120 | 8126410 | 2424335 | 77070676
2044-11-01 | 0 | 4218166 | 1070278 | 1927473 | 3979072 | 4158529 | 30867168 | 363462 | 1257239 | 41195.4 | 0 | 0 | 5258453 | 0 | 0 | 819861 | 1048176 | 2447891 | 2737847 | 8009045 | 12733565 | 20935.2 | 80958356
2044-12-01 | 0 | 2558995 | 0 | 1913521 | 4972720 | 1240644 | 20129691 | 5026397 | 4013486 | 45227.6 | 0 | 0 | 0 | 0 | 0 | 0 | 311179 | 0 | 2376754 | 0 | 0 | 41414 | 42630030
2045-01-01 | 0 | 9836759 | 3973253 | 6897738 | 4514943 | 6942623 | 41772320 | 3153312 | 5696734 | 73204.6 | 2404447 | 0 | 4108595 | 6140204 | 1455589 | 2301522 | 1049547 | 889958 | 3152444 | 5463239 | 6070708 | 2876528 | 118773666
2045-02-01 | 0 | 8348651 | 5034203 | 0 | 2739958 | 0 | 60632517 | 6029943 | 4497729 | 39156.9 | 0 | 3193860 | 0 | 2948595 | 13299113 | 0 | 472323 | 74585.3 | 2573959 | 0 | 0 | 1399587 | 111284181
2045-03-01 | 0 | 11917646 | 6467367 | 10460584 | 5414949 | 6562902 | 57311582 | 6354874 | 5166389 | 76599.4 | 2779712 | 622163 | 5154304 | 1582737 | 53917.7 | 2047410 | 1069235 | 1035159 | 5185390 | 666274 | 6393164 | 2431942 | 138754299
2045-04-01 | 0 | 3761943 | 816038 | 2567672 | 8767783 | 2008021 | 23785635 | 3592689 | 4334904 | 26118.9 | 653565 | 4276533 | 3104430 | 15079080 | 14474828 | 222642 | 1045261 | 2098460 | 7633647 | 10522059 | 13341676 | 4171196 | 126284182
2045-05-01 | 0 | 7386956 | 1992948 | 6067586 | 7656769 | 9361175 | 17705197 | 6997371 | 7637295 | 89452.9 | 1130607 | 779221 | 3460422 | 3329726 | 569402 | 225562 | 1851279 | 986285 | 6291873 | 6322625 | 6454228 | 3739612 | 100035592
2045-06-01 | 0 | 8537684 | 2811982 | 5334880 | 11436134 | 7420351 | 27949678 | 3774285 | 4970801 | 113923 | 368917 | 865473 | 772596 | 393262 | 602888 | 0 | 2088370 | 167678 | 2973905 | 1127008 | 1053390 | 1668276 | 84431482
2045-07-01 | 0 | 11117219 | 2692235 | 4851542 | 8553029 | 4867240 | 42158001 | 813792 | 1097766 | 72995.2 | 249581 | 1317259 | 0 | 378947 | 196300 | 0 | 1019197 | 53239.1 | 903243 | 369983 | 1018422 | 25132.4 | 81755122
2045-08-01 | 0 | 829399 | 1274104 | 0 | 8302955 | 2776288 | 18843324 | 912291 | 2299464 | 39880.2 | 0 | 0 | 0 | 0 | 0 | 0 | 2125518 | 0 | 491803 | 0 | 0 | 0 | 37895026
2045-09-01 | 0 | 0 | 0 | 0 | 4525880 | 0 | 2841613 | 2519514 | 4466691 | 0 | 0 | 0 | 0 | 0 | 0 | 0 | 220333 | 0 | 2765949 | 0 | 0 | 2208544 | 19548525
2045-10-01 | 0 | 2140113 | 1391517 | 1806622 | 1358112 | 2220143 | 12099699 | 3251152 | 3680550 | 27716.8 | 1460130 | 724362 | 2995325 | 3475282 | 3290516 | 844715 | 1483406 | 2928085 | 5903883 | 17416991 | 19589979 | 2777431 | 90865729
2045-11-01 | 0 | 7163424 | 3612416 | 4484840 | 4332807 | 4363805 | 36026204 | 3625823 | 4735163 | 45671.7 | 1629813 | 972541 | 3190062 | 8744819 | 4470874 | 1562629 | 1052304 | 2048985 | 5423303 | 13142409 | 13765425 | 2382325 | 126775640
2045-12-01 | 0 | 6823327 | 728912 | 5436216 | 4274060 | 3746381 | 19301720 | 3676396 | 3549882 | 63411 | 1718900 | 162827 | 0 | 0 | 0 | 0 | 0 | 2965159 | 5325350 | 16438242 | 19541336 | 2876064 | 96628183
2046-01-01 | 0 | 0 | 0 | 0 | 3643766 | 0 | 31584959 | 1181178 | 225033 | 27118.2 | 0 | 0 | 0 | 0 | 0 | 0 | 0 | 56802.1 | 1527570 | 0 | 421814 | 231543 | 38899783
2046-02-01 | 0 | 2506219 | 5255722 | 0 | 3743985 | 6654707 | 9733481 | 153858 | 530766 | 60597.8 | 0 | 0 | 1723962 | 0 | 881690 | 0 | 456233 | 0 | 859559 | 506821 | 0 | 5616.66 | 33073216
2046-03-01 | 0 | 11110675 | 6568764 | 10404281 | 6967197 | 2338604 | 55448868 | 6609364 | 5256098 | 75753.4 | 3287175 | 3522418 | 4997518 | 3390194 | 14479379 | 2207806 | 1059457 | 934805 | 3859620 | 5750445 | 6184151 | 1373939 | 155826513
2046-04-01 | 0 | 11337010 | 813167 | 10256303 | 5836491 | 3491200 | 68172547 | 8964367 | 7953154 | 41210.9 | 597530 | 609246 | 3053838 | 9088146 | 105996 | 2010787 | 1098498 | 1265009 | 5301364 | 5204448 | 7633961 | 3941896 | 156776169
2046-05-01 | 0 | 7692040 | 1655530 | 5589857 | 6543979 | 9222153 | 28866291 | 3717395 | 5668883 | 58593.7 | 787475 | 756378 | 3412875 | 9552692 | 396426 | 224459 | 1882232 | 1340635 | 3133823 | 6052611 | 8440141 | 4071401 | 109065870
2046-06-01 | 0 | 8560640 | 775177 | 5390961 | 9170122 | 7404096 | 27582401 | 3895717 | 3704185 | 110690 | 282160 | 757877 | 517334 | 372156 | 388279 | 0 | 1035395 | 152521 | 1801973 | 745875 | 1000729 | 1248367 | 74896656
2046-07-01 | 0 | 8208940 | 2292163 | 5035758 | 9306718 | 4897614 | 32108714 | 917875 | 1667220 | 74983.6 | 149772 | 1312571 | 249156 | 185011 | 190830 | 0 | 1504195 | 51423.4 | 357628 | 376923 | 691402 | 39073.2 | 69617969
2046-08-01 | 0 | 3848993 | 777788 | 0 | 7124840 | 2868089 | 19192190 | 818405 | 2398930 | 67110.4 | 0 | 0 | 0 | 0 | 0 | 0 | 2066485 | 0 | 0 | 0 | 0 | 0 | 39162830
2046-09-01 | 0 | 0 | 0 | 0 | 2005971 | 0 | 2840198 | 2619894 | 2904101 | 0 | 0 | 0 | 0 | 0 | 0 | 0 | 1186196 | 0 | 2684229 | 0 | 0 | 1949860 | 16190449
2046-10-01 | 0 | 1728212 | 1102045 | 1402496 | 4012646 | 1418108 | 12074712 | 5671510 | 5111763 | 14836.8 | 1110132 | 636332 | 1931198 | 1281551 | 2849545 | 877218 | 2177.05 | 2595180 | 2279989 | 9759030 | 11084413 | 2365886 | 69308981
2046-11-01 | 0 | 3716999 | 2438464 | 1909178 | 2219857 | 3470142 | 29079692 | 1053056 | 53502 | 59146.2 | 845993 | 556026 | 5221869 | 0 | 4117523 | 743954 | 1034666 | 1405377 | 2943270 | 7525346 | 7460947 | 2610502 | 78465510
2046-12-01 | 0 | 3213087 | 0 | 1873311 | 7136451 | 6923185 | 32671453 | 3999565 | 4366759 | 12481 | 2018833 | 1309622 | 739539 | 5994872 | 0 | 0 | 573667 | 851934 | 1593995 | 0 | 8995185 | 655539 | 82929477
2047-01-01 | 0 | 10449502 | 652608 | 4680585 | 3641672 | 1010853 | 46199439 | 2007232 | 4492572 | 56794.2 | 0 | 0 | 2872185 | 0 | 0 | 2166054 | 1078606 | 50863.5 | 1609431 | 5330675 | 5850302 | 1333543 | 93482917
2047-02-01 | 0 | 1660433 | 5457817 | 2329946 | 5532178 | 7406457 | 49013544 | 4166615 | 1867498 | 102438 | 0 | 3101079 | 1807181 | 0 | 15099469 | 814092 | 454968 | 921673 | 3035502 | 0 | 6129419 | 1356220 | 110256530
2047-03-01 | 0 | 12041390 | 6376145 | 10127620 | 5497899 | 2320747 | 55492189 | 8459144 | 8073906 | 75925.5 | 3306995 | 4101480 | 4957098 | 6950689 | 14209710 | 2189715 | 2107065 | 1191195 | 5418024 | 5619723 | 7833307 | 4074434 | 170424401
2047-04-01 | 0 | 14456416 | 815212 | 10504594 | 5905681 | 2749569 | 25784114 | 6130122 | 3394412 | 48277.6 | 588755 | 653434 | 3085683 | 8942545 | 147791 | 220682 | 0 | 1425541 | 3156076 | 7036747 | 9090141 | 4443171 | 108578964
2047-05-01 | 0 | 4123081 | 1643650 | 5669405 | 8443328 | 8961099 | 18892012 | 4214154 | 7474809 | 74303.7 | 984400 | 759830 | 3474345 | 6333784 | 388584 | 217173 | 1803841 | 965351 | 4600817 | 5745989 | 11880015 | 3252228 | 99902200
2047-06-01 | 0 | 8481287 | 1508467 | 2976388 | 11383682 | 6414790 | 29078136 | 3773085 | 5010262 | 99488.2 | 366316 | 773333 | 500749 | 561455 | 584959 | 0 | 2080836 | 165573 | 2883222 | 1189078 | 1009250 | 1285233 | 80125589
2047-07-01 | 0 | 11364057 | 2775502 | 7170725 | 9878628 | 8390026 | 42388030 | 775968 | 1005541 | 86211.8 | 228560 | 1278626 | 255520 | 182963 | 200166 | 0 | 993890 | 117405 | 886393 | 921081 | 1128465 | 45580.4 | 90073336
2047-08-01 | 0 | 849916 | 1290180 | 0 | 6687049 | 2787018 | 18710411 | 920230 | 2391353 | 27420.2 | 0 | 0 | 0 | 0 | 0 | 0 | 2089995 | 0 | 504404 | 0 | 0 | 0 | 36257975
2047-09-01 | 0 | 0 | 0 | 0 | 1648701 | 0 | 2840564 | 2517346 | 2114192 | 0 | 0 | 0 | 0 | 0 | 0 | 0 | 226539 | 0 | 2941417 | 0 | 0 | 2050884 | 14339643
2047-10-01 | 0 | 2529954 | 1172407 | 2080554 | 4910308 | 3110199 | 15829884 | 5940815 | 4506822 | 32626.9 | 1613473 | 707654 | 6395565 | 653327 | 1403634 | 1102986 | 1525926 | 3064377 | 5759193 | 17557841 | 9340495 | 3172635 | 92410676
2047-11-01 | 0 | 4345261 | 1927799 | 1915308 | 668702 | 1505452 | 27240524 | 1572829 | 6355633 | 54302.8 | 1793066 | 595163 | 0 | 8932920 | 4113752 | 899458 | 8380.17 | 3483252 | 4972174 | 20075876 | 14349386 | 2314392 | 107123629
2047-12-01 | 0 | 2496462 | 3193450 | 1991225 | 4501724 | 3700805 | 18952338 | 3125333 | 1781524 | 47854 | 0 | 114070 | 0 | 177495 | 0 | 817166 | 576144 | 2263001 | 1360123 | 13145728 | 17183810 | 1745906 | 77174156
2048-01-01 | 0 | 7407100 | 710051 | 5965664 | 5515266 | 3822538 | 40479942 | 3031691 | 3394100 | 57083.5 | 1849991 | 2158117 | 4380813 | 0 | 10582850 | 1322135 | 1024660 | 64618.8 | 3121380 | 407630 | 419013 | 1239727 | 96954369
2048-02-01 | 0 | 5573501 | 4688642 | 2290804 | 5518412 | 4411760 | 42940223 | 4014574 | 2046542 | 74666.8 | 528105 | 0 | 2917853 | 5994312 | 883099 | 2895990 | 386981 | 903688 | 6826415 | 4849682 | 5610398 | 1193777 | 104549427
2048-03-01 | 0 | 18294387 | 6326975 | 10058485 | 6285718 | 5125197 | 107861059 | 8598401 | 7935798 | 105656 | 3282175 | 4047900 | 2082352 | 4031450 | 14442428 | 2196948 | 2167831 | 1183675 | 10697371 | 5513845 | 6075699 | 3740793 | 230054141
2048-04-01 | 0 | 7162714 | 806482 | 13196856 | 7056336 | 5457971 | 82052168 | 6953215 | 6094039 | 59031 | 5348544 | 4155678 | 6133429 | 9228394 | 94608.4 | 220059 | 0 | 2311803 | 9619290 | 13327593 | 14297109 | 4382570 | 197957889
2048-05-01 | 0 | 4910848 | 1634361 | 3250811 | 9500140 | 7821411 | 33637867 | 6574336 | 7349978 | 69392.3 | 1109989 | 751816 | 3442773 | 6389782 | 557381 | 215272 | 1723495 | 1466900 | 6494101 | 8980160 | 15224294 | 4448320 | 125553426
2048-06-01 | 0 | 11757187 | 2356715 | 5400491 | 11209405 | 5135833 | 41246069 | 1491007 | 4913632 | 107906 | 498972 | 762004 | 518699 | 563428 | 584498 | 0 | 2090240 | 218136 | 2997780 | 1651614 | 1750335 | 2089668 | 97343620
2048-07-01 | 0 | 8172099 | 2774304 | 5059604 | 8278486 | 7807289 | 42996722 | 738015 | 1329914 | 101813 | 238122 | 1296941 | 258539 | 187455 | 199467 | 0 | 1340175 | 176162 | 917709 | 1327662 | 1507613 | 53825.6 | 84761915
2048-08-01 | 0 | 3896126 | 1189033 | 2344993 | 8740204 | 3382486 | 23855342 | 720946 | 2348656 | 39451.5 | 0 | 0 | 0 | 0 | 0 | 0 | 2146929 | 0 | 508404 | 0 | 0 | 0 | 49172571
2048-09-01 | 0 | 0 | 0 | 0 | 4162550 | 0 | 2825032 | 4814755 | 2796658 | 0 | 0 | 0 | 0 | 0 | 0 | 0 | 1141838 | 0 | 3174949 | 0 | 0 | 1993124 | 20908907
2048-10-01 | 0 | 2048227 | 550199 | 1392374 | 419158 | 1782493 | 12055949 | 1002413 | 2344506 | 14772.6 | 1354463 | 312713 | 2545977 | 0 | 90664.9 | 615373 | 1401.71 | 2815927 | 4717602 | 15876343 | 17080504 | 2723833 | 69744893
2048-11-01 | 0 | 114290 | 1907893 | 0 | 1213023 | 3207137 | 25914131 | 3031004 | 1140936 | 46738.7 | 990240 | 0 | 504651 | 0 | 0 | 826901 | 1045700 | 1433499 | 3892932 | 8293535 | 9110177 | 123472 | 62796260
2048-12-01 | 0 | 6710246 | 3250190 | 1895034 | 3266908 | 1878408 | 31162319 | 1825753 | 4046595 | 35765.4 | 881360 | 0 | 2358008 | 179248 | 5693945 | 1097321 | 0 | 43375.8 | 2356172 | 476670 | 502393 | 748117 | 68407829
2049-01-01 | 0 | 6229314 | 630151 | 0 | 6897568 | 2342853 | 34120658 | 1822922 | 3551187 | 16762.1 | 1922567 | 0 | 4260893 | 3997240 | 590890 | 0 | 1046057 | 868436 | 2214945 | 4858956 | 5427759 | 1327101 | 82126260
2049-02-01 | 0 | 822751 | 0 | 0 | 594277 | 2757460 | 2759846 | 332127 | 223391 | 62416.6 | 0 | 0 | 0 | 0 | 0 | 0 | 0 | 0 | 708.955 | 0 | 562755 | 5296.74 | 8121030
2049-03-01 | 0 | 10675950 | 5562726 | 9972042 | 5598026 | 3772755 | 56126283 | 6126598 | 5054365 | 48118.4 | 2691907 | 3444670 | 5015273 | 1309251 | 13967850 | 2200319 | 1049412 | 96401.2 | 3447517 | 578238 | 0 | 1342085 | 138079790
2049-04-01 | 0 | 3561060 | 1640864 | 2658430 | 6957531 | 3158359 | 23768264 | 6306144 | 4155825 | 41929.1 | 590050 | 635078 | 3042478 | 6117439 | 142898 | 215522 | 1032408 | 1794646 | 4654650 | 5178429 | 6236670 | 3501463 | 85390136
2049-05-01 | 0 | 7962074 | 839878 | 5641698 | 9564370 | 9108669 | 17180695 | 4145840 | 6504673 | 70139.9 | 773286 | 766815 | 3436144 | 9221854 | 394548 | 0 | 1749729 | 935201 | 3082084 | 6009832 | 5992035 | 3228422 | 96607987
2049-06-01 | 0 | 8306119 | 1550264 | 5636984 | 9369496 | 8487445 | 27149882 | 3643812 | 4814757 | 131636 | 358013 | 773453 | 513184 | 558897 | 384962 | 0 | 2104393 | 151791 | 1810523 | 777446 | 980484 | 1252901 | 78756441
2049-07-01 | 0 | 8092494 | 2358584 | 5003395 | 10145775 | 4875690 | 42492609 | 739912 | 1543268 | 100919 | 153983 | 1243159 | 264225 | 188736 | 188666 | 0 | 1088885 | 49034.7 | 355138 | 376480 | 1013146 | 24960.3 | 80299060
2049-08-01 | 0 | 3880143 | 0 | 2239339 | 6755591 | 3359705 | 23068986 | 998699 | 2455994 | 40796.1 | 0 | 0 | 0 | 0 | 0 | 0 | 2177497 | 0 | 0 | 0 | 0 | 0 | 44976750
2049-09-01 | 0 | 0 | 0 | 0 | 4035214 | 0 | 2732096 | 2802464 | 2896297 | 0 | 0 | 0 | 0 | 0 | 0 | 0 | 242391 | 0 | 1436301 | 0 | 0 | 1049848 | 15194612
2049-10-01 | 0 | 3395583 | 1582406 | 2413521 | 4505449 | 2676485 | 21575304 | 5991659 | 3784640 | 17336.4 | 1077685 | 963125 | 2631857 | 637521 | 2707460 | 1488909 | 1216802 | 1525804 | 4978449 | 13452430 | 15280186 | 3114032 | 95016642
2049-11-01 | 0 | 8719730 | 3198252 | 5094384 | 2172929 | 4982422 | 37647590 | 4582736 | 6706239 | 60179.5 | 1030010 | 720701 | 5664044 | 8967255 | 4188749 | 1215987 | 1071465 | 3463166 | 2444836 | 12729116 | 21638937 | 3247356 | 139546085
2049-12-01 | 0 | 3057652 | 3210134 | 0 | 3567197 | 1692475 | 15496931 | 258277 | 3538812 | 21086.2 | 1743755 | 352160 | 0 | 0 | 0 | 213978 | 499532 | 3369022 | 964812 | 17913111 | 20511128 | 3293664 | 79703725
2050-01-01 | 0 | 814612 | 0 | 0 | 2532116 | 0 | 2719004 | 217112 | 236998 | 27414.3 | 0 | 0 | 0 | 0 | 0 | 0 | 0 | 0 | 8050.29 | 0 | 0 | 38508 | 6593815
2050-02-01 | 0 | 0 | 0 | 0 | 515369 | 2760663 | 3631575 | 254124 | 768380 | 27090.7 | 0 | 0 | 0 | 0 | 877410 | 0 | 554923 | 0 | 338.93 | 0 | 0 | 37910.1 | 9427785
2050-03-01 | 0 | 11552378 | 6286321 | 9933018 | 6040377 | 4940534 | 57291361 | 6335127 | 5084751 | 44807.3 | 2671037 | 3414269 | 4919619 | 823767 | 14265476 | 0 | 1042342 | 95349.7 | 3491602 | 568236 | 614324 | 1353423 | 140768119
2050-04-01 | 0 | 3681353 | 812718 | 2683672 | 6485615 | 4336674 | 55728389 | 3175471 | 2914651 | 30584.2 | 612211 | 639292 | 171571 | 9147635 | 147102 | 2145792 | 1049503 | 982404 | 3076158 | 5185118 | 5462122 | 3400579 | 111868614
2050-05-01 | 0 | 4185165 | 812897 | 3251232 | 6765276 | 7706601 | 27761055 | 3821709 | 6529091 | 84004.7 | 645177 | 746993 | 3360596 | 6320938 | 387583 | 214402 | 1045320 | 1281981 | 1854772 | 5685733 | 8168398 | 3879388 | 94508312
2050-06-01 | 0 | 8100911 | 1558580 | 5293577 | 9753836 | 4797778 | 27942098 | 4196805 | 2937992 | 76838.3 | 245022 | 744542 | 504407 | 546826 | 378058 | 0 | 2073644 | 163718 | 1909517 | 1245580 | 1021173 | 1696165 | 75187068
2050-07-01 | 0 | 8133028 | 2288259 | 5043921 | 8723470 | 7659844 | 32433081 | 718402 | 1240384 | 101185 | 118497 | 1287856 | 256438 | 0 | 186080 | 0 | 1097290 | 49403 | 357206 | 391830 | 690466 | 37584.1 | 70814223
2050-08-01 | 0 | 3873817 | 0 | 2299453 | 7058125 | 3430182 | 19129398 | 792622 | 3436667 | 39438.9 | 0 | 0 | 0 | 0 | 0 | 0 | 2147235 | 0 | 0 | 0 | 0 | 0 | 42206937
2050-09-01 | 0 | 0 | 0 | 0 | 3747166 | 0 | 2792472 | 5035839 | 3299464 | 0 | 0 | 0 | 0 | 0 | 0 | 0 | 1156542 | 0 | 2630834 | 0 | 0 | 1036008 | 19698326
2050-10-01 | 0 | 1983574 | 1018582 | 1593467 | 1205840 | 2002429 | 13064487 | 3316575 | 3100535 | 48216.4 | 478315 | 321032 | 5096133 | 620881 | 2585137 | 429967 | 1016.75 | 1405015 | 1948319 | 925094 | 8944962 | 1758030 | 51847607
2050-11-01 | 0 | 6887192 | 2152226 | 948643 | 3825568 | 3155731 | 28123373 | 696442 | 462053 | 58635.1 | 0 | 629942 | 0 | 8788899 | 872604 | 818229 | 1058961 | 1166315 | 1994456 | 11208489 | 7237143 | 2507010 | 82591909
2050-12-01 | 0 | 393934 | 0 | 1910440 | 1541432 | 3155719 | 18327772 | 144199 | 4171958 | 21328.9 | 0 | 0 | 0 | 0 | 0 | 0 | 216174 | 1452505 | 6690.13 | 8282092 | 9341594 | 717794 | 49683632
2051-01-01 | 0 | 0 | 0 | 0 | 724831 | 0 | 24439071 | 869103 | 208751 | 0 | 0 | 0 | 0 | 0 | 0 | 0 | 0 | 0 | 7689.46 | 0 | 370608 | 36594.3 | 26656648
2051-02-01 | 0 | 1651040 | 4950789 | 0 | 3276718 | 0 | 0 | 174482 | 442160 | 0 | 0 | 0 | 0 | 0 | 0 | 0 | 302883 | 84736 | 983851 | 452944 | 5310276 | 1079743 | 18709624
2051-03-01 | 0 | 817361 | 808222 | 0 | 0 | 0 | 3632354 | 221880 | 2881007 | 27790.3 | 0 | 3335027 | 0 | 2534027 | 13623192 | 0 | 0 | 0 | 0 | 0 | 0 | 0 | 27880862
2051-04-01 | 0 | 7234754 | 0 | 0 | 234620 | 1157367 | 0 | 7240.06 | 0 | 0 | 0 | 0 | 0 | 0 | 0 | 0 | 0 | 790971 | 0 | 0 | 0 | 0 | 9424952
2051-05-01 | 0 | 3226512 | 0 | 0 | 1007195 | 383812 | 0 | 2619105 | 0 | 16187.4 | 0 | 0 | 0 | 0 | 0 | 0 | 0 | 0 | 1444969 | 0 | 0 | 0 | 8697780
2051-06-01 | 0 | 0 | 0 | 0 | 750156 | 0 | 2695724 | 93596.7 | 133260 | 0 | 0 | 0 | 0 | 0 | 0 | 0 | 0 | 0 | 0 | 0 | 0 | 40282.7 | 3713019
2051-07-01 | 0 | 0 | 0 | 2232978 | 839072 | 578920 | 9342872 | 123453 | 552935 | 0 | 0 | 0 | 0 | 0 | 0 | 0 | 474768 | 0 | 0 | 0 | 0 | 0 | 14144998
2051-08-01 | 0 | 0 | 0 | 0 | 330530 | 2762175 | 0 | 167386 | 0 | 27030.2 | 0 | 0 | 0 | 0 | 0 | 0 | 0 | 0 | 0 | 0 | 0 | 0 | 3287122
Sum | 0 | 2130712971 | 758573356 | 1426487409 | 2173257007 | 1522825064 | 10730329584 | 1277977277 | 1373325979 | 20677001 | 367978393 | 366460693 | 744630110 | 959800174 | 991219543 | 230594846 | 392984202 | 315364940 | 1059616482 | 1637146444 | 1998926601 | 613776283 | 31092664358

## DomWaterDemand
Water Demand (not including loss, reuse and DSM)
Levels, Branch: Demand Sites and Catchments, Levels: 1, Scenario: WWR Increased Water Productivity, All months (12), Tag: Municipal
Cubic Meter
| "AEP Taroudant" | AEP_Aoulouz | AEP_Irherm | "AEP_ouled berhil" | "AEP_SEl Guerdane" | AEP_Taliouine | Agadir | "Ait Baha" | "Ait Iaaza" | Biougra | Drargua | Lakhssass | Lqliaa | "Ouled Teima" | "Sidi Ifni" | Tafraout | Temsia | Tiznit | Sum
2018-09-01 | 219496 | 127824 | 4929.6 | 54963 | 25610.4 | 12990.6 | 2914650 | 13905 | 31499.1 | 104072 | 122186 | 12600 | 173168 | 208803 | 60656 | 15113.7 | 63524 | 237916 | 4403908
2018-10-01 | 226813 | 132085 | 5093.92 | 56795.1 | 26464.1 | 13423.6 | 3011805 | 14368.5 | 32549.1 | 107542 | 126259 | 13020 | 178941 | 215763 | 62677.9 | 15617.5 | 65641.5 | 245846 | 4550705
2018-11-01 | 219496 | 127824 | 4929.6 | 54963 | 25610.4 | 12990.6 | 2914650 | 13905 | 31499.1 | 104072 | 122186 | 12600 | 173168 | 208803 | 60656 | 15113.7 | 63524 | 237916 | 4403908
2018-12-01 | 226813 | 132085 | 5093.92 | 56795.1 | 26464.1 | 13423.6 | 3011805 | 14368.5 | 32549.1 | 107542 | 126259 | 13020 | 178941 | 215763 | 62677.9 | 15617.5 | 65641.5 | 245846 | 4550705
2019-01-01 | 226813 | 132085 | 5093.92 | 56795.1 | 26464.1 | 13423.6 | 3011805 | 14368.5 | 32549.1 | 107542 | 126259 | 13020 | 178941 | 215763 | 62677.9 | 15617.5 | 65641.5 | 245846 | 4550705
2019-02-01 | 204863 | 119303 | 4600.96 | 51298.8 | 23903 | 12124.6 | 2720340 | 12978 | 29399.2 | 97134.3 | 114041 | 11760 | 161624 | 194883 | 56612.3 | 14106.1 | 59289.1 | 222055 | 4110314
2019-03-01 | 226813 | 132085 | 5093.92 | 56795.1 | 26464.1 | 13423.6 | 3011805 | 14368.5 | 32549.1 | 107542 | 126259 | 13020 | 178941 | 215763 | 62677.9 | 15617.5 | 65641.5 | 245846 | 4550705
2019-04-01 | 219496 | 127824 | 4929.6 | 54963 | 25610.4 | 12990.6 | 2914650 | 13905 | 31499.1 | 104072 | 122186 | 12600 | 173168 | 208803 | 60656 | 15113.7 | 63524 | 237916 | 4403908
2019-05-01 | 226813 | 132085 | 5093.92 | 56795.1 | 26464.1 | 13423.6 | 3011805 | 14368.5 | 32549.1 | 107542 | 126259 | 13020 | 178941 | 215763 | 62677.9 | 15617.5 | 65641.5 | 245846 | 4550705
2019-06-01 | 219496 | 127824 | 4929.6 | 54963 | 25610.4 | 12990.6 | 2914650 | 13905 | 31499.1 | 104072 | 122186 | 12600 | 173168 | 208803 | 60656 | 15113.7 | 63524 | 237916 | 4403908
2019-07-01 | 226813 | 132085 | 5093.92 | 56795.1 | 26464.1 | 13423.6 | 3011805 | 14368.5 | 32549.1 | 107542 | 126259 | 13020 | 178941 | 215763 | 62677.9 | 15617.5 | 65641.5 | 245846 | 4550705
2019-08-01 | 226813 | 132085 | 5093.92 | 56795.1 | 26464.1 | 13423.6 | 3011805 | 14368.5 | 32549.1 | 107542 | 126259 | 13020 | 178941 | 215763 | 62677.9 | 15617.5 | 65641.5 | 245846 | 4550705
2019-09-01 | 222653 | 136211 | 4929.6 | 57161.5 | 26361 | 13176 | 2974932 | 14148 | 32602.1 | 107713 | 130740 | 12776.4 | 180095 | 215173 | 61505.2 | 15500.1 | 65101.9 | 245908 | 4516687
2019-10-01 | 230075 | 140752 | 5093.92 | 59066.9 | 27239.7 | 13615.2 | 3074096 | 14619.6 | 33688.8 | 111303 | 135098 | 13202.3 | 186099 | 222345 | 63555.4 | 16016.8 | 67272 | 254105 | 4667243
2019-11-01 | 222653 | 136211 | 4929.6 | 57161.5 | 26361 | 13176 | 2974932 | 14148 | 32602.1 | 107713 | 130740 | 12776.4 | 180095 | 215173 | 61505.2 | 15500.1 | 65101.9 | 245908 | 4516687
2019-12-01 | 230075 | 140752 | 5093.92 | 59066.9 | 27239.7 | 13615.2 | 3074096 | 14619.6 | 33688.8 | 111303 | 135098 | 13202.3 | 186099 | 222345 | 63555.4 | 16016.8 | 67272 | 254105 | 4667243
2020-01-01 | 230075 | 140752 | 5093.92 | 59066.9 | 27239.7 | 13615.2 | 3074096 | 14619.6 | 33688.8 | 111303 | 135098 | 13202.3 | 186099 | 222345 | 63555.4 | 16016.8 | 67272 | 254105 | 4667243
2020-02-01 | 207810 | 127131 | 4600.96 | 53350.8 | 24603.6 | 12297.6 | 2776603 | 13204.8 | 30428.6 | 100532 | 122024 | 11924.7 | 168089 | 200828 | 57404.9 | 14466.8 | 60761.8 | 229514 | 4215575
2020-03-01 | 230075 | 140752 | 5093.92 | 59066.9 | 27239.7 | 13615.2 | 3074096 | 14619.6 | 33688.8 | 111303 | 135098 | 13202.3 | 186099 | 222345 | 63555.4 | 16016.8 | 67272 | 254105 | 4667243
2020-04-01 | 222653 | 136211 | 4929.6 | 57161.5 | 26361 | 13176 | 2974932 | 14148 | 32602.1 | 107713 | 130740 | 12776.4 | 180095 | 215173 | 61505.2 | 15500.1 | 65101.9 | 245908 | 4516687
2020-05-01 | 230075 | 140752 | 5093.92 | 59066.9 | 27239.7 | 13615.2 | 3074096 | 14619.6 | 33688.8 | 111303 | 135098 | 13202.3 | 186099 | 222345 | 63555.4 | 16016.8 | 67272 | 254105 | 4667243
2020-06-01 | 222653 | 136211 | 4929.6 | 57161.5 | 26361 | 13176 | 2974932 | 14148 | 32602.1 | 107713 | 130740 | 12776.4 | 180095 | 215173 | 61505.2 | 15500.1 | 65101.9 | 245908 | 4516687
2020-07-01 | 230075 | 140752 | 5093.92 | 59066.9 | 27239.7 | 13615.2 | 3074096 | 14619.6 | 33688.8 | 111303 | 135098 | 13202.3 | 186099 | 222345 | 63555.4 | 16016.8 | 67272 | 254105 | 4667243
2020-08-01 | 230075 | 140752 | 5093.92 | 59066.9 | 27239.7 | 13615.2 | 3074096 | 14619.6 | 33688.8 | 111303 | 135098 | 13202.3 | 186099 | 222345 | 63555.4 | 16016.8 | 67272 | 254105 | 4667243
2020-09-01 | 225390 | 140537 | 4954.56 | 58982.5 | 26909.6 | 13337.6 | 3040110 | 14292.4 | 33640.7 | 111756 | 139584 | 12955.3 | 185832 | 220827 | 62366.3 | 15822.7 | 66457 | 252371 | 4626126
2020-10-01 | 232903 | 145222 | 5119.71 | 60948.5 | 27806.6 | 13782.2 | 3141447 | 14768.9 | 34762.1 | 115482 | 144237 | 13387.2 | 192027 | 228188 | 64445.2 | 16350.1 | 68672.3 | 260783 | 4780331
2020-11-01 | 225390 | 140537 | 4954.56 | 58982.5 | 26909.6 | 13337.6 | 3040110 | 14292.4 | 33640.7 | 111756 | 139584 | 12955.3 | 185832 | 220827 | 62366.3 | 15822.7 | 66457 | 252371 | 4626126
2020-12-01 | 232903 | 145222 | 5119.71 | 60948.5 | 27806.6 | 13782.2 | 3141447 | 14768.9 | 34762.1 | 115482 | 144237 | 13387.2 | 192027 | 228188 | 64445.2 | 16350.1 | 68672.3 | 260783 | 4780331
2021-01-01 | 232903 | 145222 | 5119.71 | 60948.5 | 27806.6 | 13782.2 | 3141447 | 14768.9 | 34762.1 | 115482 | 144237 | 13387.2 | 192027 | 228188 | 64445.2 | 16350.1 | 68672.3 | 260783 | 4780331
2021-02-01 | 210364 | 131168 | 4624.26 | 55050.3 | 25115.7 | 12448.5 | 2837436 | 13339.6 | 31398 | 104306 | 130278 | 12091.6 | 173443 | 206106 | 58208.5 | 14767.8 | 62026.6 | 235546 | 4317718
2021-03-01 | 232903 | 145222 | 5119.71 | 60948.5 | 27806.6 | 13782.2 | 3141447 | 14768.9 | 34762.1 | 115482 | 144237 | 13387.2 | 192027 | 228188 | 64445.2 | 16350.1 | 68672.3 | 260783 | 4780331
2021-04-01 | 225390 | 140537 | 4954.56 | 58982.5 | 26909.6 | 13337.6 | 3040110 | 14292.4 | 33640.7 | 111756 | 139584 | 12955.3 | 185832 | 220827 | 62366.3 | 15822.7 | 66457 | 252371 | 4626126
2021-05-01 | 232903 | 145222 | 5119.71 | 60948.5 | 27806.6 | 13782.2 | 3141447 | 14768.9 | 34762.1 | 115482 | 144237 | 13387.2 | 192027 | 228188 | 64445.2 | 16350.1 | 68672.3 | 260783 | 4780331
2021-06-01 | 225390 | 140537 | 4954.56 | 58982.5 | 26909.6 | 13337.6 | 3040110 | 14292.4 | 33640.7 | 111756 | 139584 | 12955.3 | 185832 | 220827 | 62366.3 | 15822.7 | 66457 | 252371 | 4626126
2021-07-01 | 232903 | 145222 | 5119.71 | 60948.5 | 27806.6 | 13782.2 | 3141447 | 14768.9 | 34762.1 | 115482 | 144237 | 13387.2 | 192027 | 228188 | 64445.2 | 16350.1 | 68672.3 | 260783 | 4780331
2021-08-01 | 232903 | 145222 | 5119.71 | 60948.5 | 27806.6 | 13782.2 | 3141447 | 14768.9 | 34762.1 | 115482 | 144237 | 13387.2 | 192027 | 228188 | 64445.2 | 16350.1 | 68672.3 | 260783 | 4780331
2021-09-01 | 228127 | 144927 | 4979.52 | 60803.4 | 27458.3 | 13499.3 | 3105288 | 14436.9 | 34679.3 | 115800 | 148428 | 13136.7 | 191569 | 226482 | 63239.4 | 16145.2 | 67812.2 | 258833 | 4735645
2021-10-01 | 235731 | 149758 | 5145.5 | 62830.2 | 28373.6 | 13949.3 | 3208798 | 14918.1 | 35835.3 | 119660 | 153376 | 13574.6 | 197955 | 234032 | 65347.4 | 16683.4 | 70072.6 | 267461 | 4893500
2021-11-01 | 228127 | 144927 | 4979.52 | 60803.4 | 27458.3 | 13499.3 | 3105288 | 14436.9 | 34679.3 | 115800 | 148428 | 13136.7 | 191569 | 226482 | 63239.4 | 16145.2 | 67812.2 | 258833 | 4735645
2021-12-01 | 235731 | 149758 | 5145.5 | 62830.2 | 28373.6 | 13949.3 | 3208798 | 14918.1 | 35835.3 | 119660 | 153376 | 13574.6 | 197955 | 234032 | 65347.4 | 16683.4 | 70072.6 | 267461 | 4893500
2022-01-01 | 235731 | 149758 | 5145.5 | 62830.2 | 28373.6 | 13949.3 | 3208798 | 14918.1 | 35835.3 | 119660 | 153376 | 13574.6 | 197955 | 234032 | 65347.4 | 16683.4 | 70072.6 | 267461 | 4893500
2022-02-01 | 212918 | 135266 | 4647.55 | 56749.8 | 25627.7 | 12599.3 | 2898269 | 13474.4 | 32367.4 | 108080 | 138533 | 12260.9 | 178798 | 211384 | 59023.5 | 15068.9 | 63291.4 | 241578 | 4419935
2022-03-01 | 235731 | 149758 | 5145.5 | 62830.2 | 28373.6 | 13949.3 | 3208798 | 14918.1 | 35835.3 | 119660 | 153376 | 13574.6 | 197955 | 234032 | 65347.4 | 16683.4 | 70072.6 | 267461 | 4893500
2022-04-01 | 228127 | 144927 | 4979.52 | 60803.4 | 27458.3 | 13499.3 | 3105288 | 14436.9 | 34679.3 | 115800 | 148428 | 13136.7 | 191569 | 226482 | 63239.4 | 16145.2 | 67812.2 | 258833 | 4735645
2022-05-01 | 235731 | 149758 | 5145.5 | 62830.2 | 28373.6 | 13949.3 | 3208798 | 14918.1 | 35835.3 | 119660 | 153376 | 13574.6 | 197955 | 234032 | 65347.4 | 16683.4 | 70072.6 | 267461 | 4893500
2022-06-01 | 228127 | 144927 | 4979.52 | 60803.4 | 27458.3 | 13499.3 | 3105288 | 14436.9 | 34679.3 | 115800 | 148428 | 13136.7 | 191569 | 226482 | 63239.4 | 16145.2 | 67812.2 | 258833 | 4735645
2022-07-01 | 235731 | 149758 | 5145.5 | 62830.2 | 28373.6 | 13949.3 | 3208798 | 14918.1 | 35835.3 | 119660 | 153376 | 13574.6 | 197955 | 234032 | 65347.4 | 16683.4 | 70072.6 | 267461 | 4893500
2022-08-01 | 235731 | 149758 | 5145.5 | 62830.2 | 28373.6 | 13949.3 | 3208798 | 14918.1 | 35835.3 | 119660 | 153376 | 13574.6 | 197955 | 234032 | 65347.4 | 16683.4 | 70072.6 | 267461 | 4893500
2022-09-01 | 230863 | 149382 | 5004.48 | 62624.3 | 28006.9 | 13660.9 | 3170466 | 14581.4 | 35718 | 119843 | 157272 | 13320.6 | 197306 | 232137 | 64124.8 | 16467.8 | 69167.3 | 265296 | 4845242
2022-10-01 | 238559 | 154361 | 5171.3 | 64711.8 | 28940.5 | 14116.3 | 3276148 | 15067.4 | 36908.6 | 123838 | 162515 | 13764.6 | 203882 | 239875 | 66262.3 | 17016.7 | 71472.9 | 274139 | 5006750
2022-11-01 | 230863 | 149382 | 5004.48 | 62624.3 | 28006.9 | 13660.9 | 3170466 | 14581.4 | 35718 | 119843 | 157272 | 13320.6 | 197306 | 232137 | 64124.8 | 16467.8 | 69167.3 | 265296 | 4845242
2022-12-01 | 238559 | 154361 | 5171.3 | 64711.8 | 28940.5 | 14116.3 | 3276148 | 15067.4 | 36908.6 | 123838 | 162515 | 13764.6 | 203882 | 239875 | 66262.3 | 17016.7 | 71472.9 | 274139 | 5006750
2023-01-01 | 238559 | 154361 | 5171.3 | 64711.8 | 28940.5 | 14116.3 | 3276148 | 15067.4 | 36908.6 | 123838 | 162515 | 13764.6 | 203882 | 239875 | 66262.3 | 17016.7 | 71472.9 | 274139 | 5006750
2023-02-01 | 215472 | 139423 | 4670.85 | 58449.4 | 26139.8 | 12750.2 | 2959102 | 13609.3 | 33336.8 | 111854 | 146787 | 12432.6 | 184152 | 216661 | 59849.8 | 15369.9 | 64556.2 | 247610 | 4522226
2023-03-01 | 238559 | 154361 | 5171.3 | 64711.8 | 28940.5 | 14116.3 | 3276148 | 15067.4 | 36908.6 | 123838 | 162515 | 13764.6 | 203882 | 239875 | 66262.3 | 17016.7 | 71472.9 | 274139 | 5006750
2023-04-01 | 230863 | 149382 | 5004.48 | 62624.3 | 28006.9 | 13660.9 | 3170466 | 14581.4 | 35718 | 119843 | 157272 | 13320.6 | 197306 | 232137 | 64124.8 | 16467.8 | 69167.3 | 265296 | 4845242
2023-05-01 | 238559 | 154361 | 5171.3 | 64711.8 | 28940.5 | 14116.3 | 3276148 | 15067.4 | 36908.6 | 123838 | 162515 | 13764.6 | 203882 | 239875 | 66262.3 | 17016.7 | 71472.9 | 274139 | 5006750
2023-06-01 | 230863 | 149382 | 5004.48 | 62624.3 | 28006.9 | 13660.9 | 3170466 | 14581.4 | 35718 | 119843 | 157272 | 13320.6 | 197306 | 232137 | 64124.8 | 16467.8 | 69167.3 | 265296 | 4845242
2023-07-01 | 238559 | 154361 | 5171.3 | 64711.8 | 28940.5 | 14116.3 | 3276148 | 15067.4 | 36908.6 | 123838 | 162515 | 13764.6 | 203882 | 239875 | 66262.3 | 17016.7 | 71472.9 | 274139 | 5006750
2023-08-01 | 238559 | 154361 | 5171.3 | 64711.8 | 28940.5 | 14116.3 | 3276148 | 15067.4 | 36908.6 | 123838 | 162515 | 13764.6 | 203882 | 239875 | 66262.3 | 17016.7 | 71472.9 | 274139 | 5006750
2023-09-01 | 233600 | 153901 | 5029.44 | 64445.3 | 28555.6 | 13822.6 | 3235644 | 14725.8 | 36756.6 | 123887 | 166116 | 13507.1 | 203042 | 237792 | 65022.5 | 16790.3 | 70522.5 | 271759 | 4954919
2023-10-01 | 241387 | 159031 | 5197.09 | 66593.5 | 29507.4 | 14283.3 | 3343499 | 15216.7 | 37981.8 | 128016 | 171653 | 13957.3 | 209810 | 245719 | 67189.9 | 17350 | 72873.2 | 280817 | 5120083
2023-11-01 | 233600 | 153901 | 5029.44 | 64445.3 | 28555.6 | 13822.6 | 3235644 | 14725.8 | 36756.6 | 123887 | 166116 | 13507.1 | 203042 | 237792 | 65022.5 | 16790.3 | 70522.5 | 271759 | 4954919
2023-12-01 | 241387 | 159031 | 5197.09 | 66593.5 | 29507.4 | 14283.3 | 3343499 | 15216.7 | 37981.8 | 128016 | 171653 | 13957.3 | 209810 | 245719 | 67189.9 | 17350 | 72873.2 | 280817 | 5120083
2024-01-01 | 241387 | 159031 | 5197.09 | 66593.5 | 29507.4 | 14283.3 | 3343499 | 15216.7 | 37981.8 | 128016 | 171653 | 13957.3 | 209810 | 245719 | 67189.9 | 17350 | 72873.2 | 280817 | 5120083
2024-02-01 | 218027 | 143641 | 4694.14 | 60148.9 | 26651.9 | 12901.1 | 3019934 | 13744.1 | 34306.1 | 115628 | 155042 | 12606.6 | 189506 | 221939 | 60687.7 | 15671 | 65821 | 253642 | 4624591
2024-03-01 | 241387 | 159031 | 5197.09 | 66593.5 | 29507.4 | 14283.3 | 3343499 | 15216.7 | 37981.8 | 128016 | 171653 | 13957.3 | 209810 | 245719 | 67189.9 | 17350 | 72873.2 | 280817 | 5120083
2024-04-01 | 233600 | 153901 | 5029.44 | 64445.3 | 28555.6 | 13822.6 | 3235644 | 14725.8 | 36756.6 | 123887 | 166116 | 13507.1 | 203042 | 237792 | 65022.5 | 16790.3 | 70522.5 | 271759 | 4954919
2024-05-01 | 241387 | 159031 | 5197.09 | 66593.5 | 29507.4 | 14283.3 | 3343499 | 15216.7 | 37981.8 | 128016 | 171653 | 13957.3 | 209810 | 245719 | 67189.9 | 17350 | 72873.2 | 280817 | 5120083
2024-06-01 | 233600 | 153901 | 5029.44 | 64445.3 | 28555.6 | 13822.6 | 3235644 | 14725.8 | 36756.6 | 123887 | 166116 | 13507.1 | 203042 | 237792 | 65022.5 | 16790.3 | 70522.5 | 271759 | 4954919
2024-07-01 | 241387 | 159031 | 5197.09 | 66593.5 | 29507.4 | 14283.3 | 3343499 | 15216.7 | 37981.8 | 128016 | 171653 | 13957.3 | 209810 | 245719 | 67189.9 | 17350 | 72873.2 | 280817 | 5120083
2024-08-01 | 241387 | 159031 | 5197.09 | 66593.5 | 29507.4 | 14283.3 | 3343499 | 15216.7 | 37981.8 | 128016 | 171653 | 13957.3 | 209810 | 245719 | 67189.9 | 17350 | 72873.2 | 280817 | 5120083
2024-09-01 | 236337 | 158485 | 5054.4 | 66266.2 | 29104.2 | 13984.2 | 3300822 | 14870.2 | 37795.2 | 127930 | 174960 | 13696.2 | 208779 | 243447 | 65932.8 | 17112.9 | 71877.6 | 278222 | 5064675
2024-10-01 | 244214 | 163767 | 5222.88 | 68475.1 | 30074.3 | 14450.3 | 3410849 | 15365.9 | 39055 | 132194 | 180792 | 14152.7 | 215738 | 251562 | 68130.6 | 17683.3 | 74273.5 | 287496 | 5233498
2024-11-01 | 236337 | 158485 | 5054.4 | 66266.2 | 29104.2 | 13984.2 | 3300822 | 14870.2 | 37795.2 | 127930 | 174960 | 13696.2 | 208779 | 243447 | 65932.8 | 17112.9 | 71877.6 | 278222 | 5064675
2024-12-01 | 244214 | 163767 | 5222.88 | 68475.1 | 30074.3 | 14450.3 | 3410849 | 15365.9 | 39055 | 132194 | 180792 | 14152.7 | 215738 | 251562 | 68130.6 | 17683.3 | 74273.5 | 287496 | 5233498
2025-01-01 | 244214 | 163767 | 5222.88 | 68475.1 | 30074.3 | 14450.3 | 3410849 | 15365.9 | 39055 | 132194 | 180792 | 14152.7 | 215738 | 251562 | 68130.6 | 17683.3 | 74273.5 | 287496 | 5233498
2025-02-01 | 220581 | 147919 | 4717.44 | 61848.5 | 27163.9 | 13051.9 | 3080767 | 13878.9 | 35275.5 | 119401 | 163296 | 12783.1 | 194860 | 227217 | 61537.3 | 15972 | 67085.8 | 259673 | 4727030
2025-03-01 | 244214 | 163767 | 5222.88 | 68475.1 | 30074.3 | 14450.3 | 3410849 | 15365.9 | 39055 | 132194 | 180792 | 14152.7 | 215738 | 251562 | 68130.6 | 17683.3 | 74273.5 | 287496 | 5233498
2025-04-01 | 236337 | 158485 | 5054.4 | 66266.2 | 29104.2 | 13984.2 | 3300822 | 14870.2 | 37795.2 | 127930 | 174960 | 13696.2 | 208779 | 243447 | 65932.8 | 17112.9 | 71877.6 | 278222 | 5064675
2025-05-01 | 244214 | 163767 | 5222.88 | 68475.1 | 30074.3 | 14450.3 | 3410849 | 15365.9 | 39055 | 132194 | 180792 | 14152.7 | 215738 | 251562 | 68130.6 | 17683.3 | 74273.5 | 287496 | 5233498
2025-06-01 | 236337 | 158485 | 5054.4 | 66266.2 | 29104.2 | 13984.2 | 3300822 | 14870.2 | 37795.2 | 127930 | 174960 | 13696.2 | 208779 | 243447 | 65932.8 | 17112.9 | 71877.6 | 278222 | 5064675
2025-07-01 | 244214 | 163767 | 5222.88 | 68475.1 | 30074.3 | 14450.3 | 3410849 | 15365.9 | 39055 | 132194 | 180792 | 14152.7 | 215738 | 251562 | 68130.6 | 17683.3 | 74273.5 | 287496 | 5233498
2025-08-01 | 244214 | 163767 | 5222.88 | 68475.1 | 30074.3 | 14450.3 | 3410849 | 15365.9 | 39055 | 132194 | 180792 | 14152.7 | 215738 | 251562 | 68130.6 | 17683.3 | 74273.5 | 287496 | 5233498
2025-09-01 | 239242 | 160433 | 5079.84 | 68376.9 | 29710.1 | 14156.3 | 3373099 | 15021.9 | 38999 | 132732 | 186795 | 13887.9 | 214266 | 249845 | 66855.9 | 17469.5 | 73373.8 | 285534 | 5184877
2025-10-01 | 247216 | 165780 | 5249.17 | 70656.2 | 30700.4 | 14628.2 | 3485536 | 15522.6 | 40299 | 137157 | 193022 | 14350.9 | 221408 | 258174 | 69084.4 | 18051.8 | 75819.6 | 295051 | 5357706
2025-11-01 | 239242 | 160433 | 5079.84 | 68376.9 | 29710.1 | 14156.3 | 3373099 | 15021.9 | 38999 | 132732 | 186795 | 13887.9 | 214266 | 249845 | 66855.9 | 17469.5 | 73373.8 | 285534 | 5184877
2025-12-01 | 247216 | 165780 | 5249.17 | 70656.2 | 30700.4 | 14628.2 | 3485536 | 15522.6 | 40299 | 137157 | 193022 | 14350.9 | 221408 | 258174 | 69084.4 | 18051.8 | 75819.6 | 295051 | 5357706
2026-01-01 | 247216 | 165780 | 5249.17 | 70656.2 | 30700.4 | 14628.2 | 3485536 | 15522.6 | 40299 | 137157 | 193022 | 14350.9 | 221408 | 258174 | 69084.4 | 18051.8 | 75819.6 | 295051 | 5357706
2026-02-01 | 223292 | 149737 | 4741.18 | 63818.5 | 27729.4 | 13212.5 | 3148226 | 14020.4 | 36399.1 | 123883 | 174342 | 12962.1 | 199982 | 233189 | 62398.8 | 16304.8 | 68482.3 | 266498 | 4839219
2026-03-01 | 247216 | 165780 | 5249.17 | 70656.2 | 30700.4 | 14628.2 | 3485536 | 15522.6 | 40299 | 137157 | 193022 | 14350.9 | 221408 | 258174 | 69084.4 | 18051.8 | 75819.6 | 295051 | 5357706
2026-04-01 | 239242 | 160433 | 5079.84 | 68376.9 | 29710.1 | 14156.3 | 3373099 | 15021.9 | 38999 | 132732 | 186795 | 13887.9 | 214266 | 249845 | 66855.9 | 17469.5 | 73373.8 | 285534 | 5184877
2026-05-01 | 247216 | 165780 | 5249.17 | 70656.2 | 30700.4 | 14628.2 | 3485536 | 15522.6 | 40299 | 137157 | 193022 | 14350.9 | 221408 | 258174 | 69084.4 | 18051.8 | 75819.6 | 295051 | 5357706
2026-06-01 | 239242 | 160433 | 5079.84 | 68376.9 | 29710.1 | 14156.3 | 3373099 | 15021.9 | 38999 | 132732 | 186795 | 13887.9 | 214266 | 249845 | 66855.9 | 17469.5 | 73373.8 | 285534 | 5184877
2026-07-01 | 247216 | 165780 | 5249.17 | 70656.2 | 30700.4 | 14628.2 | 3485536 | 15522.6 | 40299 | 137157 | 193022 | 14350.9 | 221408 | 258174 | 69084.4 | 18051.8 | 75819.6 | 295051 | 5357706
2026-08-01 | 247216 | 165780 | 5249.17 | 70656.2 | 30700.4 | 14628.2 | 3485536 | 15522.6 | 40299 | 137157 | 193022 | 14350.9 | 221408 | 258174 | 69084.4 | 18051.8 | 75819.6 | 295051 | 5357706
2026-09-01 | 242146 | 162381 | 5105.28 | 70487.7 | 30316 | 14328.4 | 3445376 | 15173.6 | 40202.8 | 137534 | 198630 | 14082.4 | 219753 | 256244 | 67791.9 | 17826.1 | 74870.1 | 292846 | 5305094
2026-10-01 | 250218 | 167793 | 5275.46 | 72837.3 | 31326.5 | 14806 | 3560222 | 15679.3 | 41542.9 | 142119 | 205251 | 14551.8 | 227078 | 264785 | 70051.6 | 18420.3 | 77365.8 | 302607 | 5481931
2026-11-01 | 242146 | 162381 | 5105.28 | 70487.7 | 30316 | 14328.4 | 3445376 | 15173.6 | 40202.8 | 137534 | 198630 | 14082.4 | 219753 | 256244 | 67791.9 | 17826.1 | 74870.1 | 292846 | 5305094
2026-12-01 | 250218 | 167793 | 5275.46 | 72837.3 | 31326.5 | 14806 | 3560222 | 15679.3 | 41542.9 | 142119 | 205251 | 14551.8 | 227078 | 264785 | 70051.6 | 18420.3 | 77365.8 | 302607 | 5481931
2027-01-01 | 250218 | 167793 | 5275.46 | 72837.3 | 31326.5 | 14806 | 3560222 | 15679.3 | 41542.9 | 142119 | 205251 | 14551.8 | 227078 | 264785 | 70051.6 | 18420.3 | 77365.8 | 302607 | 5481931
2027-02-01 | 226003 | 151555 | 4764.93 | 65788.5 | 28294.9 | 13373.1 | 3215685 | 14162 | 37522.6 | 128365 | 185388 | 13143.5 | 205103 | 239161 | 63272.4 | 16637.7 | 69878.7 | 273323 | 4951421
2027-03-01 | 250218 | 167793 | 5275.46 | 72837.3 | 31326.5 | 14806 | 3560222 | 15679.3 | 41542.9 | 142119 | 205251 | 14551.8 | 227078 | 264785 | 70051.6 | 18420.3 | 77365.8 | 302607 | 5481931
2027-04-01 | 242146 | 162381 | 5105.28 | 70487.7 | 30316 | 14328.4 | 3445376 | 15173.6 | 40202.8 | 137534 | 198630 | 14082.4 | 219753 | 256244 | 67791.9 | 17826.1 | 74870.1 | 292846 | 5305094
2027-05-01 | 250218 | 167793 | 5275.46 | 72837.3 | 31326.5 | 14806 | 3560222 | 15679.3 | 41542.9 | 142119 | 205251 | 14551.8 | 227078 | 264785 | 70051.6 | 18420.3 | 77365.8 | 302607 | 5481931
2027-06-01 | 242146 | 162381 | 5105.28 | 70487.7 | 30316 | 14328.4 | 3445376 | 15173.6 | 40202.8 | 137534 | 198630 | 14082.4 | 219753 | 256244 | 67791.9 | 17826.1 | 74870.1 | 292846 | 5305094
2027-07-01 | 250218 | 167793 | 5275.46 | 72837.3 | 31326.5 | 14806 | 3560222 | 15679.3 | 41542.9 | 142119 | 205251 | 14551.8 | 227078 | 264785 | 70051.6 | 18420.3 | 77365.8 | 302607 | 5481931
2027-08-01 | 250218 | 167793 | 5275.46 | 72837.3 | 31326.5 | 14806 | 3560222 | 15679.3 | 41542.9 | 142119 | 205251 | 14551.8 | 227078 | 264785 | 70051.6 | 18420.3 | 77365.8 | 302607 | 5481931
2027-09-01 | 245051 | 164329 | 5130.72 | 72598.4 | 30921.8 | 14500.4 | 3517654 | 15325.2 | 41406.6 | 142336 | 210465 | 14279.5 | 225240 | 262642 | 68741 | 18182.6 | 76366.3 | 300158 | 5425328
2027-10-01 | 253220 | 169806 | 5301.74 | 75018.4 | 31952.6 | 14983.8 | 3634909 | 15836 | 42786.8 | 147081 | 217481 | 14755.5 | 232748 | 271397 | 71032.3 | 18788.7 | 78911.9 | 310163 | 5606172
2027-11-01 | 245051 | 164329 | 5130.72 | 72598.4 | 30921.8 | 14500.4 | 3517654 | 15325.2 | 41406.6 | 142336 | 210465 | 14279.5 | 225240 | 262642 | 68741 | 18182.6 | 76366.3 | 300158 | 5425328
2027-12-01 | 253220 | 169806 | 5301.74 | 75018.4 | 31952.6 | 14983.8 | 3634909 | 15836 | 42786.8 | 147081 | 217481 | 14755.5 | 232748 | 271397 | 71032.3 | 18788.7 | 78911.9 | 310163 | 5606172
2028-01-01 | 253220 | 169806 | 5301.74 | 75018.4 | 31952.6 | 14983.8 | 3634909 | 15836 | 42786.8 | 147081 | 217481 | 14755.5 | 232748 | 271397 | 71032.3 | 18788.7 | 78911.9 | 310163 | 5606172
2028-02-01 | 228715 | 153373 | 4788.67 | 67758.5 | 28860.4 | 13533.7 | 3283143 | 14303.5 | 38646.1 | 132847 | 196434 | 13327.6 | 210224 | 245132 | 64158.2 | 16970.5 | 71275.2 | 280147 | 5063639
2028-03-01 | 253220 | 169806 | 5301.74 | 75018.4 | 31952.6 | 14983.8 | 3634909 | 15836 | 42786.8 | 147081 | 217481 | 14755.5 | 232748 | 271397 | 71032.3 | 18788.7 | 78911.9 | 310163 | 5606172
2028-04-01 | 245051 | 164329 | 5130.72 | 72598.4 | 30921.8 | 14500.4 | 3517654 | 15325.2 | 41406.6 | 142336 | 210465 | 14279.5 | 225240 | 262642 | 68741 | 18182.6 | 76366.3 | 300158 | 5425328
2028-05-01 | 253220 | 169806 | 5301.74 | 75018.4 | 31952.6 | 14983.8 | 3634909 | 15836 | 42786.8 | 147081 | 217481 | 14755.5 | 232748 | 271397 | 71032.3 | 18788.7 | 78911.9 | 310163 | 5606172
2028-06-01 | 245051 | 164329 | 5130.72 | 72598.4 | 30921.8 | 14500.4 | 3517654 | 15325.2 | 41406.6 | 142336 | 210465 | 14279.5 | 225240 | 262642 | 68741 | 18182.6 | 76366.3 | 300158 | 5425328
2028-07-01 | 253220 | 169806 | 5301.74 | 75018.4 | 31952.6 | 14983.8 | 3634909 | 15836 | 42786.8 | 147081 | 217481 | 14755.5 | 232748 | 271397 | 71032.3 | 18788.7 | 78911.9 | 310163 | 5606172
2028-08-01 | 253220 | 169806 | 5301.74 | 75018.4 | 31952.6 | 14983.8 | 3634909 | 15836 | 42786.8 | 147081 | 217481 | 14755.5 | 232748 | 271397 | 71032.3 | 18788.7 | 78911.9 | 310163 | 5606172
2028-09-01 | 247956 | 166277 | 5156.16 | 74709.1 | 31527.7 | 14672.5 | 3589931 | 15476.8 | 42610.4 | 147138 | 222300 | 14479.4 | 230727 | 269040 | 69703.3 | 18539.2 | 77862.6 | 307470 | 5545577
2028-10-01 | 256222 | 171819 | 5328.03 | 77199.4 | 32578.6 | 15161.6 | 3709595 | 15992.7 | 44030.7 | 152043 | 229710 | 14962.1 | 238418 | 278008 | 72026.8 | 19157.2 | 80458 | 317719 | 5730429
2028-11-01 | 247956 | 166277 | 5156.16 | 74709.1 | 31527.7 | 14672.5 | 3589931 | 15476.8 | 42610.4 | 147138 | 222300 | 14479.4 | 230727 | 269040 | 69703.3 | 18539.2 | 77862.6 | 307470 | 5545577
2028-12-01 | 256222 | 171819 | 5328.03 | 77199.4 | 32578.6 | 15161.6 | 3709595 | 15992.7 | 44030.7 | 152043 | 229710 | 14962.1 | 238418 | 278008 | 72026.8 | 19157.2 | 80458 | 317719 | 5730429
2029-01-01 | 256222 | 171819 | 5328.03 | 77199.4 | 32578.6 | 15161.6 | 3709595 | 15992.7 | 44030.7 | 152043 | 229710 | 14962.1 | 238418 | 278008 | 72026.8 | 19157.2 | 80458 | 317719 | 5730429
2029-02-01 | 231426 | 155192 | 4812.42 | 69728.5 | 29425.9 | 13694.4 | 3350602 | 14445.1 | 39769.7 | 137329 | 207480 | 13514.1 | 215345 | 251104 | 65056.4 | 17303.3 | 72671.7 | 286972 | 5175872
2029-03-01 | 256222 | 171819 | 5328.03 | 77199.4 | 32578.6 | 15161.6 | 3709595 | 15992.7 | 44030.7 | 152043 | 229710 | 14962.1 | 238418 | 278008 | 72026.8 | 19157.2 | 80458 | 317719 | 5730429
2029-04-01 | 247956 | 166277 | 5156.16 | 74709.1 | 31527.7 | 14672.5 | 3589931 | 15476.8 | 42610.4 | 147138 | 222300 | 14479.4 | 230727 | 269040 | 69703.3 | 18539.2 | 77862.6 | 307470 | 5545577
2029-05-01 | 256222 | 171819 | 5328.03 | 77199.4 | 32578.6 | 15161.6 | 3709595 | 15992.7 | 44030.7 | 152043 | 229710 | 14962.1 | 238418 | 278008 | 72026.8 | 19157.2 | 80458 | 317719 | 5730429
2029-06-01 | 247956 | 166277 | 5156.16 | 74709.1 | 31527.7 | 14672.5 | 3589931 | 15476.8 | 42610.4 | 147138 | 222300 | 14479.4 | 230727 | 269040 | 69703.3 | 18539.2 | 77862.6 | 307470 | 5545577
2029-07-01 | 256222 | 171819 | 5328.03 | 77199.4 | 32578.6 | 15161.6 | 3709595 | 15992.7 | 44030.7 | 152043 | 229710 | 14962.1 | 238418 | 278008 | 72026.8 | 19157.2 | 80458 | 317719 | 5730429
2029-08-01 | 256222 | 171819 | 5328.03 | 77199.4 | 32578.6 | 15161.6 | 3709595 | 15992.7 | 44030.7 | 152043 | 229710 | 14962.1 | 238418 | 278008 | 72026.8 | 19157.2 | 80458 | 317719 | 5730429
2029-09-01 | 250861 | 168225 | 5181.6 | 76819.9 | 32133.6 | 14844.6 | 3662208 | 15628.5 | 43814.2 | 151940 | 234135 | 14682.1 | 236214 | 275438 | 70679.2 | 18895.8 | 79358.8 | 314782 | 5665842
2029-10-01 | 259223 | 173832 | 5354.32 | 79380.5 | 33204.7 | 15339.4 | 3784282 | 16149.4 | 45274.6 | 157005 | 241939 | 15171.6 | 244088 | 284620 | 73035.2 | 19525.7 | 82004.1 | 325275 | 5854704
2029-11-01 | 250861 | 168225 | 5181.6 | 76819.9 | 32133.6 | 14844.6 | 3662208 | 15628.5 | 43814.2 | 151940 | 234135 | 14682.1 | 236214 | 275438 | 70679.2 | 18895.8 | 79358.8 | 314782 | 5665842
2029-12-01 | 259223 | 173832 | 5354.32 | 79380.5 | 33204.7 | 15339.4 | 3784282 | 16149.4 | 45274.6 | 157005 | 241939 | 15171.6 | 244088 | 284620 | 73035.2 | 19525.7 | 82004.1 | 325275 | 5854704
2030-01-01 | 259223 | 173832 | 5354.32 | 79380.5 | 33204.7 | 15339.4 | 3784282 | 16149.4 | 45274.6 | 157005 | 241939 | 15171.6 | 244088 | 284620 | 73035.2 | 19525.7 | 82004.1 | 325275 | 5854704
2030-02-01 | 234137 | 157010 | 4836.16 | 71698.5 | 29991.4 | 13855 | 3418061 | 14586.6 | 40893.2 | 141811 | 218526 | 13703.3 | 220467 | 257076 | 65967.2 | 17636.1 | 74068.2 | 293797 | 5288119
2030-03-01 | 259223 | 173832 | 5354.32 | 79380.5 | 33204.7 | 15339.4 | 3784282 | 16149.4 | 45274.6 | 157005 | 241939 | 15171.6 | 244088 | 284620 | 73035.2 | 19525.7 | 82004.1 | 325275 | 5854704
2030-04-01 | 250861 | 168225 | 5181.6 | 76819.9 | 32133.6 | 14844.6 | 3662208 | 15628.5 | 43814.2 | 151940 | 234135 | 14682.1 | 236214 | 275438 | 70679.2 | 18895.8 | 79358.8 | 314782 | 5665842
2030-05-01 | 259223 | 173832 | 5354.32 | 79380.5 | 33204.7 | 15339.4 | 3784282 | 16149.4 | 45274.6 | 157005 | 241939 | 15171.6 | 244088 | 284620 | 73035.2 | 19525.7 | 82004.1 | 325275 | 5854704
2030-06-01 | 250861 | 168225 | 5181.6 | 76819.9 | 32133.6 | 14844.6 | 3662208 | 15628.5 | 43814.2 | 151940 | 234135 | 14682.1 | 236214 | 275438 | 70679.2 | 18895.8 | 79358.8 | 314782 | 5665842
2030-07-01 | 259223 | 173832 | 5354.32 | 79380.5 | 33204.7 | 15339.4 | 3784282 | 16149.4 | 45274.6 | 157005 | 241939 | 15171.6 | 244088 | 284620 | 73035.2 | 19525.7 | 82004.1 | 325275 | 5854704
2030-08-01 | 259223 | 173832 | 5354.32 | 79380.5 | 33204.7 | 15339.4 | 3784282 | 16149.4 | 45274.6 | 157005 | 241939 | 15171.6 | 244088 | 284620 | 73035.2 | 19525.7 | 82004.1 | 325275 | 5854704
2030-09-01 | 253421 | 169941 | 5207.76 | 78419.1 | 32630.4 | 14996.2 | 3730568 | 15788.2 | 44726.3 | 156781 | 244280 | 14887.7 | 241132 | 279696 | 71668.7 | 19187.7 | 80585.7 | 319648 | 5773564
2030-10-01 | 261868 | 175606 | 5381.35 | 81033.1 | 33718.1 | 15496 | 3854921 | 16314.5 | 46217.2 | 162007 | 252423 | 15384 | 249169 | 289019 | 74057.6 | 19827.3 | 83271.9 | 330303 | 5966016
2030-11-01 | 253421 | 169941 | 5207.76 | 78419.1 | 32630.4 | 14996.2 | 3730568 | 15788.2 | 44726.3 | 156781 | 244280 | 14887.7 | 241132 | 279696 | 71668.7 | 19187.7 | 80585.7 | 319648 | 5773564
2030-12-01 | 261868 | 175606 | 5381.35 | 81033.1 | 33718.1 | 15496 | 3854921 | 16314.5 | 46217.2 | 162007 | 252423 | 15384 | 249169 | 289019 | 74057.6 | 19827.3 | 83271.9 | 330303 | 5966016
2031-01-01 | 261868 | 175606 | 5381.35 | 81033.1 | 33718.1 | 15496 | 3854921 | 16314.5 | 46217.2 | 162007 | 252423 | 15384 | 249169 | 289019 | 74057.6 | 19827.3 | 83271.9 | 330303 | 5966016
2031-02-01 | 236526 | 158611 | 4860.58 | 73191.1 | 30455 | 13996.4 | 3481864 | 14735.7 | 41744.6 | 146329 | 227995 | 13895.2 | 225056 | 261050 | 66890.8 | 17908.5 | 75213.3 | 298338 | 5388659
2031-03-01 | 261868 | 175606 | 5381.35 | 81033.1 | 33718.1 | 15496 | 3854921 | 16314.5 | 46217.2 | 162007 | 252423 | 15384 | 249169 | 289019 | 74057.6 | 19827.3 | 83271.9 | 330303 | 5966016
2031-04-01 | 253421 | 169941 | 5207.76 | 78419.1 | 32630.4 | 14996.2 | 3730568 | 15788.2 | 44726.3 | 156781 | 244280 | 14887.7 | 241132 | 279696 | 71668.7 | 19187.7 | 80585.7 | 319648 | 5773564
2031-05-01 | 261868 | 175606 | 5381.35 | 81033.1 | 33718.1 | 15496 | 3854921 | 16314.5 | 46217.2 | 162007 | 252423 | 15384 | 249169 | 289019 | 74057.6 | 19827.3 | 83271.9 | 330303 | 5966016
2031-06-01 | 253421 | 169941 | 5207.76 | 78419.1 | 32630.4 | 14996.2 | 3730568 | 15788.2 | 44726.3 | 156781 | 244280 | 14887.7 | 241132 | 279696 | 71668.7 | 19187.7 | 80585.7 | 319648 | 5773564
2031-07-01 | 261868 | 175606 | 5381.35 | 81033.1 | 33718.1 | 15496 | 3854921 | 16314.5 | 46217.2 | 162007 | 252423 | 15384 | 249169 | 289019 | 74057.6 | 19827.3 | 83271.9 | 330303 | 5966016
2031-08-01 | 261868 | 175606 | 5381.35 | 81033.1 | 33718.1 | 15496 | 3854921 | 16314.5 | 46217.2 | 162007 | 252423 | 15384 | 249169 | 289019 | 74057.6 | 19827.3 | 83271.9 | 330303 | 5966016
2031-09-01 | 255980 | 171657 | 5233.92 | 80018.3 | 33127.2 | 15147.7 | 3798929 | 15948 | 45638.4 | 161621 | 254426 | 15096.1 | 246049 | 283954 | 72672.1 | 19479.6 | 81812.6 | 324513 | 5881302
2031-10-01 | 264512 | 177379 | 5408.38 | 82685.6 | 34231.4 | 15652.6 | 3925560 | 16479.6 | 47159.7 | 167008 | 262907 | 15599.3 | 254250 | 293419 | 75094.5 | 20128.9 | 84539.7 | 335330 | 6077345
2031-11-01 | 255980 | 171657 | 5233.92 | 80018.3 | 33127.2 | 15147.7 | 3798929 | 15948 | 45638.4 | 161621 | 254426 | 15096.1 | 246049 | 283954 | 72672.1 | 19479.6 | 81812.6 | 324513 | 5881302
2031-12-01 | 264512 | 177379 | 5408.38 | 82685.6 | 34231.4 | 15652.6 | 3925560 | 16479.6 | 47159.7 | 167008 | 262907 | 15599.3 | 254250 | 293419 | 75094.5 | 20128.9 | 84539.7 | 335330 | 6077345
2032-01-01 | 264512 | 177379 | 5408.38 | 82685.6 | 34231.4 | 15652.6 | 3925560 | 16479.6 | 47159.7 | 167008 | 262907 | 15599.3 | 254250 | 293419 | 75094.5 | 20128.9 | 84539.7 | 335330 | 6077345
2032-02-01 | 238914 | 160213 | 4884.99 | 74683.8 | 30918.7 | 14137.9 | 3545667 | 14884.8 | 42595.9 | 150846 | 237464 | 14089.7 | 229646 | 265023 | 67827.2 | 18181 | 76358.5 | 302879 | 5489215
2032-03-01 | 264512 | 177379 | 5408.38 | 82685.6 | 34231.4 | 15652.6 | 3925560 | 16479.6 | 47159.7 | 167008 | 262907 | 15599.3 | 254250 | 293419 | 75094.5 | 20128.9 | 84539.7 | 335330 | 6077345
2032-04-01 | 255980 | 171657 | 5233.92 | 80018.3 | 33127.2 | 15147.7 | 3798929 | 15948 | 45638.4 | 161621 | 254426 | 15096.1 | 246049 | 283954 | 72672.1 | 19479.6 | 81812.6 | 324513 | 5881302
2032-05-01 | 264512 | 177379 | 5408.38 | 82685.6 | 34231.4 | 15652.6 | 3925560 | 16479.6 | 47159.7 | 167008 | 262907 | 15599.3 | 254250 | 293419 | 75094.5 | 20128.9 | 84539.7 | 335330 | 6077345
2032-06-01 | 255980 | 171657 | 5233.92 | 80018.3 | 33127.2 | 15147.7 | 3798929 | 15948 | 45638.4 | 161621 | 254426 | 15096.1 | 246049 | 283954 | 72672.1 | 19479.6 | 81812.6 | 324513 | 5881302
2032-07-01 | 264512 | 177379 | 5408.38 | 82685.6 | 34231.4 | 15652.6 | 3925560 | 16479.6 | 47159.7 | 167008 | 262907 | 15599.3 | 254250 | 293419 | 75094.5 | 20128.9 | 84539.7 | 335330 | 6077345
2032-08-01 | 264512 | 177379 | 5408.38 | 82685.6 | 34231.4 | 15652.6 | 3925560 | 16479.6 | 47159.7 | 167008 | 262907 | 15599.3 | 254250 | 293419 | 75094.5 | 20128.9 | 84539.7 | 335330 | 6077345
2032-09-01 | 258539 | 173373 | 5260.08 | 81617.5 | 33624 | 15299.3 | 3867289 | 16107.8 | 46550.6 | 166461 | 264571 | 15307.5 | 250966 | 288211 | 73689.5 | 19771.5 | 83039.5 | 329378 | 5989057
2032-10-01 | 267157 | 179152 | 5435.42 | 84338.1 | 34744.8 | 15809.3 | 3996199 | 16644.7 | 48102.3 | 172010 | 273390 | 15817.7 | 259332 | 297818 | 76145.8 | 20430.6 | 85807.5 | 340358 | 6188692
2032-11-01 | 258539 | 173373 | 5260.08 | 81617.5 | 33624 | 15299.3 | 3867289 | 16107.8 | 46550.6 | 166461 | 264571 | 15307.5 | 250966 | 288211 | 73689.5 | 19771.5 | 83039.5 | 329378 | 5989057
2032-12-01 | 267157 | 179152 | 5435.42 | 84338.1 | 34744.8 | 15809.3 | 3996199 | 16644.7 | 48102.3 | 172010 | 273390 | 15817.7 | 259332 | 297818 | 76145.8 | 20430.6 | 85807.5 | 340358 | 6188692
2033-01-01 | 267157 | 179152 | 5435.42 | 84338.1 | 34744.8 | 15809.3 | 3996199 | 16644.7 | 48102.3 | 172010 | 273390 | 15817.7 | 259332 | 297818 | 76145.8 | 20430.6 | 85807.5 | 340358 | 6188692
2033-02-01 | 241303 | 161815 | 4909.41 | 76176.4 | 31382.4 | 14279.3 | 3609470 | 15033.9 | 43447.2 | 155364 | 246933 | 14287 | 234235 | 268997 | 68776.8 | 18453.4 | 77503.6 | 307420 | 5589786
2033-03-01 | 267157 | 179152 | 5435.42 | 84338.1 | 34744.8 | 15809.3 | 3996199 | 16644.7 | 48102.3 | 172010 | 273390 | 15817.7 | 259332 | 297818 | 76145.8 | 20430.6 | 85807.5 | 340358 | 6188692
2033-04-01 | 258539 | 173373 | 5260.08 | 81617.5 | 33624 | 15299.3 | 3867289 | 16107.8 | 46550.6 | 166461 | 264571 | 15307.5 | 250966 | 288211 | 73689.5 | 19771.5 | 83039.5 | 329378 | 5989057
2033-05-01 | 267157 | 179152 | 5435.42 | 84338.1 | 34744.8 | 15809.3 | 3996199 | 16644.7 | 48102.3 | 172010 | 273390 | 15817.7 | 259332 | 297818 | 76145.8 | 20430.6 | 85807.5 | 340358 | 6188692
2033-06-01 | 258539 | 173373 | 5260.08 | 81617.5 | 33624 | 15299.3 | 3867289 | 16107.8 | 46550.6 | 166461 | 264571 | 15307.5 | 250966 | 288211 | 73689.5 | 19771.5 | 83039.5 | 329378 | 5989057
2033-07-01 | 267157 | 179152 | 5435.42 | 84338.1 | 34744.8 | 15809.3 | 3996199 | 16644.7 | 48102.3 | 172010 | 273390 | 15817.7 | 259332 | 297818 | 76145.8 | 20430.6 | 85807.5 | 340358 | 6188692
2033-08-01 | 267157 | 179152 | 5435.42 | 84338.1 | 34744.8 | 15809.3 | 3996199 | 16644.7 | 48102.3 | 172010 | 273390 | 15817.7 | 259332 | 297818 | 76145.8 | 20430.6 | 85807.5 | 340358 | 6188692
2033-09-01 | 261098 | 175089 | 5286.24 | 83216.8 | 34120.8 | 15450.8 | 3935650 | 16267.5 | 47462.7 | 171302 | 274717 | 15521.8 | 255883 | 292469 | 74721.1 | 20063.4 | 84266.4 | 334244 | 6096829
2033-10-01 | 269801 | 180926 | 5462.45 | 85990.7 | 35258.2 | 15965.9 | 4066838 | 16809.8 | 49044.8 | 177012 | 283874 | 16039.2 | 264413 | 302218 | 77211.8 | 20732.2 | 87075.3 | 345385 | 6300056
2033-11-01 | 261098 | 175089 | 5286.24 | 83216.8 | 34120.8 | 15450.8 | 3935650 | 16267.5 | 47462.7 | 171302 | 274717 | 15521.8 | 255883 | 292469 | 74721.1 | 20063.4 | 84266.4 | 334244 | 6096829
2033-12-01 | 269801 | 180926 | 5462.45 | 85990.7 | 35258.2 | 15965.9 | 4066838 | 16809.8 | 49044.8 | 177012 | 283874 | 16039.2 | 264413 | 302218 | 77211.8 | 20732.2 | 87075.3 | 345385 | 6300056
2034-01-01 | 269801 | 180926 | 5462.45 | 85990.7 | 35258.2 | 15965.9 | 4066838 | 16809.8 | 49044.8 | 177012 | 283874 | 16039.2 | 264413 | 302218 | 77211.8 | 20732.2 | 87075.3 | 345385 | 6300056
2034-02-01 | 243692 | 163417 | 4933.82 | 77669 | 31846.1 | 14420.8 | 3673273 | 15183 | 44298.6 | 159882 | 256402 | 14487 | 238824 | 272971 | 69739.7 | 18725.8 | 78648.7 | 311961 | 5690374
2034-03-01 | 269801 | 180926 | 5462.45 | 85990.7 | 35258.2 | 15965.9 | 4066838 | 16809.8 | 49044.8 | 177012 | 283874 | 16039.2 | 264413 | 302218 | 77211.8 | 20732.2 | 87075.3 | 345385 | 6300056
2034-04-01 | 261098 | 175089 | 5286.24 | 83216.8 | 34120.8 | 15450.8 | 3935650 | 16267.5 | 47462.7 | 171302 | 274717 | 15521.8 | 255883 | 292469 | 74721.1 | 20063.4 | 84266.4 | 334244 | 6096829
2034-05-01 | 269801 | 180926 | 5462.45 | 85990.7 | 35258.2 | 15965.9 | 4066838 | 16809.8 | 49044.8 | 177012 | 283874 | 16039.2 | 264413 | 302218 | 77211.8 | 20732.2 | 87075.3 | 345385 | 6300056
2034-06-01 | 261098 | 175089 | 5286.24 | 83216.8 | 34120.8 | 15450.8 | 3935650 | 16267.5 | 47462.7 | 171302 | 274717 | 15521.8 | 255883 | 292469 | 74721.1 | 20063.4 | 84266.4 | 334244 | 6096829
2034-07-01 | 269801 | 180926 | 5462.45 | 85990.7 | 35258.2 | 15965.9 | 4066838 | 16809.8 | 49044.8 | 177012 | 283874 | 16039.2 | 264413 | 302218 | 77211.8 | 20732.2 | 87075.3 | 345385 | 6300056
2034-08-01 | 269801 | 180926 | 5462.45 | 85990.7 | 35258.2 | 15965.9 | 4066838 | 16809.8 | 49044.8 | 177012 | 283874 | 16039.2 | 264413 | 302218 | 77211.8 | 20732.2 | 87075.3 | 345385 | 6300056
2034-09-01 | 263657 | 176805 | 5312.4 | 84816 | 34617.6 | 15602.4 | 4004010 | 16427.2 | 48374.9 | 176142 | 284862 | 15739.1 | 260801 | 296726 | 75767.2 | 20355.3 | 85493.3 | 339109 | 6204618
2034-10-01 | 272446 | 182699 | 5489.48 | 87643.2 | 35771.5 | 16122.5 | 4137477 | 16974.8 | 49987.4 | 182014 | 294357 | 16263.7 | 269494 | 306617 | 78292.8 | 21033.8 | 88343.1 | 350413 | 6411439
2034-11-01 | 263657 | 176805 | 5312.4 | 84816 | 34617.6 | 15602.4 | 4004010 | 16427.2 | 48374.9 | 176142 | 284862 | 15739.1 | 260801 | 296726 | 75767.2 | 20355.3 | 85493.3 | 339109 | 6204618
2034-12-01 | 272446 | 182699 | 5489.48 | 87643.2 | 35771.5 | 16122.5 | 4137477 | 16974.8 | 49987.4 | 182014 | 294357 | 16263.7 | 269494 | 306617 | 78292.8 | 21033.8 | 88343.1 | 350413 | 6411439
2035-01-01 | 272446 | 182699 | 5489.48 | 87643.2 | 35771.5 | 16122.5 | 4137477 | 16974.8 | 49987.4 | 182014 | 294357 | 16263.7 | 269494 | 306617 | 78292.8 | 21033.8 | 88343.1 | 350413 | 6411439
2035-02-01 | 246080 | 165018 | 4958.24 | 79161.6 | 32309.8 | 14562.2 | 3737076 | 15332.1 | 45149.9 | 164399 | 265871 | 14689.8 | 243414 | 276944 | 70716.1 | 18998.3 | 79793.8 | 316502 | 5790977
2035-03-01 | 272446 | 182699 | 5489.48 | 87643.2 | 35771.5 | 16122.5 | 4137477 | 16974.8 | 49987.4 | 182014 | 294357 | 16263.7 | 269494 | 306617 | 78292.8 | 21033.8 | 88343.1 | 350413 | 6411439
2035-04-01 | 263657 | 176805 | 5312.4 | 84816 | 34617.6 | 15602.4 | 4004010 | 16427.2 | 48374.9 | 176142 | 284862 | 15739.1 | 260801 | 296726 | 75767.2 | 20355.3 | 85493.3 | 339109 | 6204618
2035-05-01 | 272446 | 182699 | 5489.48 | 87643.2 | 35771.5 | 16122.5 | 4137477 | 16974.8 | 49987.4 | 182014 | 294357 | 16263.7 | 269494 | 306617 | 78292.8 | 21033.8 | 88343.1 | 350413 | 6411439
2035-06-01 | 263657 | 176805 | 5312.4 | 84816 | 34617.6 | 15602.4 | 4004010 | 16427.2 | 48374.9 | 176142 | 284862 | 15739.1 | 260801 | 296726 | 75767.2 | 20355.3 | 85493.3 | 339109 | 6204618
2035-07-01 | 272446 | 182699 | 5489.48 | 87643.2 | 35771.5 | 16122.5 | 4137477 | 16974.8 | 49987.4 | 182014 | 294357 | 16263.7 | 269494 | 306617 | 78292.8 | 21033.8 | 88343.1 | 350413 | 6411439
2035-08-01 | 272446 | 182699 | 5489.48 | 87643.2 | 35771.5 | 16122.5 | 4137477 | 16974.8 | 49987.4 | 182014 | 294357 | 16263.7 | 269494 | 306617 | 78292.8 | 21033.8 | 88343.1 | 350413 | 6411439
2035-09-01 | 266347 | 178609 | 5339.28 | 86581.5 | 35152.6 | 15761.5 | 4065883 | 16594.6 | 49381.9 | 179809 | 297205 | 15959.4 | 266230 | 301313 | 76827.9 | 20669.9 | 86814.7 | 344350 | 6308829
2035-10-01 | 275225 | 184563 | 5517.26 | 89467.6 | 36324.3 | 16286.9 | 4201413 | 17147.8 | 51027.9 | 185802 | 307112 | 16491.4 | 275104 | 311356 | 79388.9 | 21358.9 | 89708.5 | 355829 | 6519123
2035-11-01 | 266347 | 178609 | 5339.28 | 86581.5 | 35152.6 | 15761.5 | 4065883 | 16594.6 | 49381.9 | 179809 | 297205 | 15959.4 | 266230 | 301313 | 76827.9 | 20669.9 | 86814.7 | 344350 | 6308829
2035-12-01 | 275225 | 184563 | 5517.26 | 89467.6 | 36324.3 | 16286.9 | 4201413 | 17147.8 | 51027.9 | 185802 | 307112 | 16491.4 | 275104 | 311356 | 79388.9 | 21358.9 | 89708.5 | 355829 | 6519123
2036-01-01 | 275225 | 184563 | 5517.26 | 89467.6 | 36324.3 | 16286.9 | 4201413 | 17147.8 | 51027.9 | 185802 | 307112 | 16491.4 | 275104 | 311356 | 79388.9 | 21358.9 | 89708.5 | 355829 | 6519123
2036-02-01 | 248591 | 166702 | 4983.33 | 80809.4 | 32809.1 | 14710.8 | 3794824 | 15488.3 | 46089.8 | 167821 | 277392 | 14895.5 | 248481 | 281225 | 71706.1 | 19291.9 | 81027.1 | 321394 | 5888241
2036-03-01 | 275225 | 184563 | 5517.26 | 89467.6 | 36324.3 | 16286.9 | 4201413 | 17147.8 | 51027.9 | 185802 | 307112 | 16491.4 | 275104 | 311356 | 79388.9 | 21358.9 | 89708.5 | 355829 | 6519123
2036-04-01 | 266347 | 178609 | 5339.28 | 86581.5 | 35152.6 | 15761.5 | 4065883 | 16594.6 | 49381.9 | 179809 | 297205 | 15959.4 | 266230 | 301313 | 76827.9 | 20669.9 | 86814.7 | 344350 | 6308829
2036-05-01 | 275225 | 184563 | 5517.26 | 89467.6 | 36324.3 | 16286.9 | 4201413 | 17147.8 | 51027.9 | 185802 | 307112 | 16491.4 | 275104 | 311356 | 79388.9 | 21358.9 | 89708.5 | 355829 | 6519123
2036-06-01 | 266347 | 178609 | 5339.28 | 86581.5 | 35152.6 | 15761.5 | 4065883 | 16594.6 | 49381.9 | 179809 | 297205 | 15959.4 | 266230 | 301313 | 76827.9 | 20669.9 | 86814.7 | 344350 | 6308829
2036-07-01 | 275225 | 184563 | 5517.26 | 89467.6 | 36324.3 | 16286.9 | 4201413 | 17147.8 | 51027.9 | 185802 | 307112 | 16491.4 | 275104 | 311356 | 79388.9 | 21358.9 | 89708.5 | 355829 | 6519123
2036-08-01 | 275225 | 184563 | 5517.26 | 89467.6 | 36324.3 | 16286.9 | 4201413 | 17147.8 | 51027.9 | 185802 | 307112 | 16491.4 | 275104 | 311356 | 79388.9 | 21358.9 | 89708.5 | 355829 | 6519123
2036-09-01 | 269037 | 180413 | 5366.16 | 88347 | 35687.5 | 15920.6 | 4127756 | 16762.1 | 50388.9 | 183475 | 309548 | 16182.9 | 271658 | 305899 | 77903.5 | 20984.5 | 88136.1 | 349592 | 6413058
2036-10-01 | 278005 | 186427 | 5545.03 | 91291.9 | 36877.1 | 16451.3 | 4265348 | 17320.8 | 52068.5 | 189591 | 319867 | 16722.3 | 280714 | 316096 | 80500.3 | 21683.9 | 91074 | 361245 | 6626826
2036-11-01 | 269037 | 180413 | 5366.16 | 88347 | 35687.5 | 15920.6 | 4127756 | 16762.1 | 50388.9 | 183475 | 309548 | 16182.9 | 271658 | 305899 | 77903.5 | 20984.5 | 88136.1 | 349592 | 6413058
2036-12-01 | 278005 | 186427 | 5545.03 | 91291.9 | 36877.1 | 16451.3 | 4265348 | 17320.8 | 52068.5 | 189591 | 319867 | 16722.3 | 280714 | 316096 | 80500.3 | 21683.9 | 91074 | 361245 | 6626826
2037-01-01 | 278005 | 186427 | 5545.03 | 91291.9 | 36877.1 | 16451.3 | 4265348 | 17320.8 | 52068.5 | 189591 | 319867 | 16722.3 | 280714 | 316096 | 80500.3 | 21683.9 | 91074 | 361245 | 6626826
2037-02-01 | 251101 | 168385 | 5008.42 | 82457.2 | 33308.4 | 14859.3 | 3852573 | 15644.6 | 47029.6 | 171243 | 288912 | 15104 | 253548 | 285506 | 72710 | 19585.5 | 82260.3 | 326286 | 5985521
2037-03-01 | 278005 | 186427 | 5545.03 | 91291.9 | 36877.1 | 16451.3 | 4265348 | 17320.8 | 52068.5 | 189591 | 319867 | 16722.3 | 280714 | 316096 | 80500.3 | 21683.9 | 91074 | 361245 | 6626826
2037-04-01 | 269037 | 180413 | 5366.16 | 88347 | 35687.5 | 15920.6 | 4127756 | 16762.1 | 50388.9 | 183475 | 309548 | 16182.9 | 271658 | 305899 | 77903.5 | 20984.5 | 88136.1 | 349592 | 6413058
2037-05-01 | 278005 | 186427 | 5545.03 | 91291.9 | 36877.1 | 16451.3 | 4265348 | 17320.8 | 52068.5 | 189591 | 319867 | 16722.3 | 280714 | 316096 | 80500.3 | 21683.9 | 91074 | 361245 | 6626826
2037-06-01 | 269037 | 180413 | 5366.16 | 88347 | 35687.5 | 15920.6 | 4127756 | 16762.1 | 50388.9 | 183475 | 309548 | 16182.9 | 271658 | 305899 | 77903.5 | 20984.5 | 88136.1 | 349592 | 6413058
2037-07-01 | 278005 | 186427 | 5545.03 | 91291.9 | 36877.1 | 16451.3 | 4265348 | 17320.8 | 52068.5 | 189591 | 319867 | 16722.3 | 280714 | 316096 | 80500.3 | 21683.9 | 91074 | 361245 | 6626826
2037-08-01 | 278005 | 186427 | 5545.03 | 91291.9 | 36877.1 | 16451.3 | 4265348 | 17320.8 | 52068.5 | 189591 | 319867 | 16722.3 | 280714 | 316096 | 80500.3 | 21683.9 | 91074 | 361245 | 6626826
2037-09-01 | 271726 | 182217 | 5393.04 | 90112.5 | 36222.5 | 16079.8 | 4189630 | 16929.4 | 51395.9 | 187141 | 321891 | 16409.4 | 277087 | 310486 | 78994.2 | 21299 | 89457.5 | 354833 | 6517305
2037-10-01 | 280784 | 188290 | 5572.81 | 93116.3 | 37429.9 | 16615.8 | 4329284 | 17493.8 | 53109.1 | 193379 | 332621 | 16956.4 | 286324 | 320835 | 81627.3 | 22009 | 92439.4 | 366661 | 6734548
2037-11-01 | 271726 | 182217 | 5393.04 | 90112.5 | 36222.5 | 16079.8 | 4189630 | 16929.4 | 51395.9 | 187141 | 321891 | 16409.4 | 277087 | 310486 | 78994.2 | 21299 | 89457.5 | 354833 | 6517305
2037-12-01 | 280784 | 188290 | 5572.81 | 93116.3 | 37429.9 | 16615.8 | 4329284 | 17493.8 | 53109.1 | 193379 | 332621 | 16956.4 | 286324 | 320835 | 81627.3 | 22009 | 92439.4 | 366661 | 6734548
2038-01-01 | 280784 | 188290 | 5572.81 | 93116.3 | 37429.9 | 16615.8 | 4329284 | 17493.8 | 53109.1 | 193379 | 332621 | 16956.4 | 286324 | 320835 | 81627.3 | 22009 | 92439.4 | 366661 | 6734548
2038-02-01 | 253611 | 170069 | 5033.5 | 84105 | 33807.6 | 15007.8 | 3910321 | 15800.8 | 47969.5 | 174665 | 300432 | 15315.5 | 258615 | 289786 | 73727.9 | 19879.1 | 83493.6 | 331177 | 6082818
2038-03-01 | 280784 | 188290 | 5572.81 | 93116.3 | 37429.9 | 16615.8 | 4329284 | 17493.8 | 53109.1 | 193379 | 332621 | 16956.4 | 286324 | 320835 | 81627.3 | 22009 | 92439.4 | 366661 | 6734548
2038-04-01 | 271726 | 182217 | 5393.04 | 90112.5 | 36222.5 | 16079.8 | 4189630 | 16929.4 | 51395.9 | 187141 | 321891 | 16409.4 | 277087 | 310486 | 78994.2 | 21299 | 89457.5 | 354833 | 6517305
2038-05-01 | 280784 | 188290 | 5572.81 | 93116.3 | 37429.9 | 16615.8 | 4329284 | 17493.8 | 53109.1 | 193379 | 332621 | 16956.4 | 286324 | 320835 | 81627.3 | 22009 | 92439.4 | 366661 | 6734548
2038-06-01 | 271726 | 182217 | 5393.04 | 90112.5 | 36222.5 | 16079.8 | 4189630 | 16929.4 | 51395.9 | 187141 | 321891 | 16409.4 | 277087 | 310486 | 78994.2 | 21299 | 89457.5 | 354833 | 6517305
2038-07-01 | 280784 | 188290 | 5572.81 | 93116.3 | 37429.9 | 16615.8 | 4329284 | 17493.8 | 53109.1 | 193379 | 332621 | 16956.4 | 286324 | 320835 | 81627.3 | 22009 | 92439.4 | 366661 | 6734548
2038-08-01 | 280784 | 188290 | 5572.81 | 93116.3 | 37429.9 | 16615.8 | 4329284 | 17493.8 | 53109.1 | 193379 | 332621 | 16956.4 | 286324 | 320835 | 81627.3 | 22009 | 92439.4 | 366661 | 6734548
2038-09-01 | 274416 | 184020 | 5419.92 | 91878 | 36757.4 | 16238.9 | 4251503 | 17096.9 | 52402.9 | 190808 | 334235 | 16639.2 | 282516 | 315072 | 80100.1 | 21613.6 | 90778.8 | 360074 | 6621570
2038-10-01 | 283563 | 190154 | 5600.58 | 94940.6 | 37982.7 | 16780.2 | 4393220 | 17666.7 | 54149.7 | 197168 | 345376 | 17193.8 | 291933 | 325574 | 82770.1 | 22334.1 | 93804.8 | 372077 | 6842289
2038-11-01 | 274416 | 184020 | 5419.92 | 91878 | 36757.4 | 16238.9 | 4251503 | 17096.9 | 52402.9 | 190808 | 334235 | 16639.2 | 282516 | 315072 | 80100.1 | 21613.6 | 90778.8 | 360074 | 6621570
2038-12-01 | 283563 | 190154 | 5600.58 | 94940.6 | 37982.7 | 16780.2 | 4393220 | 17666.7 | 54149.7 | 197168 | 345376 | 17193.8 | 291933 | 325574 | 82770.1 | 22334.1 | 93804.8 | 372077 | 6842289
2039-01-01 | 283563 | 190154 | 5600.58 | 94940.6 | 37982.7 | 16780.2 | 4393220 | 17666.7 | 54149.7 | 197168 | 345376 | 17193.8 | 291933 | 325574 | 82770.1 | 22334.1 | 93804.8 | 372077 | 6842289
2039-02-01 | 256122 | 171752 | 5058.59 | 85752.8 | 34306.9 | 15156.3 | 3968069 | 15957.1 | 48909.4 | 178087 | 311952 | 15529.9 | 263682 | 294067 | 74760.1 | 20172.7 | 84726.9 | 336069 | 6180132
2039-03-01 | 283563 | 190154 | 5600.58 | 94940.6 | 37982.7 | 16780.2 | 4393220 | 17666.7 | 54149.7 | 197168 | 345376 | 17193.8 | 291933 | 325574 | 82770.1 | 22334.1 | 93804.8 | 372077 | 6842289
2039-04-01 | 274416 | 184020 | 5419.92 | 91878 | 36757.4 | 16238.9 | 4251503 | 17096.9 | 52402.9 | 190808 | 334235 | 16639.2 | 282516 | 315072 | 80100.1 | 21613.6 | 90778.8 | 360074 | 6621570
2039-05-01 | 283563 | 190154 | 5600.58 | 94940.6 | 37982.7 | 16780.2 | 4393220 | 17666.7 | 54149.7 | 197168 | 345376 | 17193.8 | 291933 | 325574 | 82770.1 | 22334.1 | 93804.8 | 372077 | 6842289
2039-06-01 | 274416 | 184020 | 5419.92 | 91878 | 36757.4 | 16238.9 | 4251503 | 17096.9 | 52402.9 | 190808 | 334235 | 16639.2 | 282516 | 315072 | 80100.1 | 21613.6 | 90778.8 | 360074 | 6621570
2039-07-01 | 283563 | 190154 | 5600.58 | 94940.6 | 37982.7 | 16780.2 | 4393220 | 17666.7 | 54149.7 | 197168 | 345376 | 17193.8 | 291933 | 325574 | 82770.1 | 22334.1 | 93804.8 | 372077 | 6842289
2039-08-01 | 283563 | 190154 | 5600.58 | 94940.6 | 37982.7 | 16780.2 | 4393220 | 17666.7 | 54149.7 | 197168 | 345376 | 17193.8 | 291933 | 325574 | 82770.1 | 22334.1 | 93804.8 | 372077 | 6842289
2039-09-01 | 277106 | 185824 | 5446.8 | 93643.6 | 37292.4 | 16398 | 4313376 | 17264.2 | 53409.9 | 194474 | 346578 | 16872.1 | 287945 | 319658 | 81221.5 | 21928.2 | 92100.2 | 365315 | 6725854
2039-10-01 | 286343 | 192018 | 5628.36 | 96765 | 38535.5 | 16944.6 | 4457155 | 17839.7 | 55190.2 | 200957 | 358130 | 17434.5 | 297543 | 330314 | 83928.9 | 22659.1 | 95170.2 | 377493 | 6950049
2039-11-01 | 277106 | 185824 | 5446.8 | 93643.6 | 37292.4 | 16398 | 4313376 | 17264.2 | 53409.9 | 194474 | 346578 | 16872.1 | 287945 | 319658 | 81221.5 | 21928.2 | 92100.2 | 365315 | 6725854
2039-12-01 | 286343 | 192018 | 5628.36 | 96765 | 38535.5 | 16944.6 | 4457155 | 17839.7 | 55190.2 | 200957 | 358130 | 17434.5 | 297543 | 330314 | 83928.9 | 22659.1 | 95170.2 | 377493 | 6950049
2040-01-01 | 286343 | 192018 | 5628.36 | 96765 | 38535.5 | 16944.6 | 4457155 | 17839.7 | 55190.2 | 200957 | 358130 | 17434.5 | 297543 | 330314 | 83928.9 | 22659.1 | 95170.2 | 377493 | 6950049
2040-02-01 | 258632 | 173436 | 5083.68 | 87400.7 | 34806.2 | 15304.8 | 4025818 | 16113.3 | 49849.2 | 181509 | 323472 | 15747.3 | 268749 | 298348 | 75806.7 | 20466.3 | 85960.2 | 340961 | 6277464
2040-03-01 | 286343 | 192018 | 5628.36 | 96765 | 38535.5 | 16944.6 | 4457155 | 17839.7 | 55190.2 | 200957 | 358130 | 17434.5 | 297543 | 330314 | 83928.9 | 22659.1 | 95170.2 | 377493 | 6950049
2040-04-01 | 277106 | 185824 | 5446.8 | 93643.6 | 37292.4 | 16398 | 4313376 | 17264.2 | 53409.9 | 194474 | 346578 | 16872.1 | 287945 | 319658 | 81221.5 | 21928.2 | 92100.2 | 365315 | 6725854
2040-05-01 | 286343 | 192018 | 5628.36 | 96765 | 38535.5 | 16944.6 | 4457155 | 17839.7 | 55190.2 | 200957 | 358130 | 17434.5 | 297543 | 330314 | 83928.9 | 22659.1 | 95170.2 | 377493 | 6950049
2040-06-01 | 277106 | 185824 | 5446.8 | 93643.6 | 37292.4 | 16398 | 4313376 | 17264.2 | 53409.9 | 194474 | 346578 | 16872.1 | 287945 | 319658 | 81221.5 | 21928.2 | 92100.2 | 365315 | 6725854
2040-07-01 | 286343 | 192018 | 5628.36 | 96765 | 38535.5 | 16944.6 | 4457155 | 17839.7 | 55190.2 | 200957 | 358130 | 17434.5 | 297543 | 330314 | 83928.9 | 22659.1 | 95170.2 | 377493 | 6950049
2040-08-01 | 286343 | 192018 | 5628.36 | 96765 | 38535.5 | 16944.6 | 4457155 | 17839.7 | 55190.2 | 200957 | 358130 | 17434.5 | 297543 | 330314 | 83928.9 | 22659.1 | 95170.2 | 377493 | 6950049
2040-09-01 | 279359 | 187335 | 5474.4 | 95091 | 37672.9 | 16531.2 | 4357379 | 17404.6 | 54235.4 | 197480 | 353792 | 17108.3 | 292396 | 322919 | 82358.6 | 22152.1 | 93039.7 | 369042 | 6800770
2040-10-01 | 288671 | 193579 | 5656.88 | 98260.7 | 38928.7 | 17082.2 | 4502625 | 17984.8 | 56043.2 | 204063 | 365585 | 17678.6 | 302143 | 333683 | 85103.9 | 22890.5 | 96141 | 381344 | 7027463
2040-11-01 | 279359 | 187335 | 5474.4 | 95091 | 37672.9 | 16531.2 | 4357379 | 17404.6 | 54235.4 | 197480 | 353792 | 17108.3 | 292396 | 322919 | 82358.6 | 22152.1 | 93039.7 | 369042 | 6800770
2040-12-01 | 288671 | 193579 | 5656.88 | 98260.7 | 38928.7 | 17082.2 | 4502625 | 17984.8 | 56043.2 | 204063 | 365585 | 17678.6 | 302143 | 333683 | 85103.9 | 22890.5 | 96141 | 381344 | 7027463
2041-01-01 | 288671 | 193579 | 5656.88 | 98260.7 | 38928.7 | 17082.2 | 4502625 | 17984.8 | 56043.2 | 204063 | 365585 | 17678.6 | 302143 | 333683 | 85103.9 | 22890.5 | 96141 | 381344 | 7027463
2041-02-01 | 260735 | 174846 | 5109.44 | 88751.6 | 35161.4 | 15429.1 | 4066887 | 16244.3 | 50619.7 | 184315 | 330206 | 15967.8 | 272903 | 301391 | 76868 | 20675.3 | 86837 | 344440 | 6347386
2041-03-01 | 288671 | 193579 | 5656.88 | 98260.7 | 38928.7 | 17082.2 | 4502625 | 17984.8 | 56043.2 | 204063 | 365585 | 17678.6 | 302143 | 333683 | 85103.9 | 22890.5 | 96141 | 381344 | 7027463
2041-04-01 | 279359 | 187335 | 5474.4 | 95091 | 37672.9 | 16531.2 | 4357379 | 17404.6 | 54235.4 | 197480 | 353792 | 17108.3 | 292396 | 322919 | 82358.6 | 22152.1 | 93039.7 | 369042 | 6800770
2041-05-01 | 288671 | 193579 | 5656.88 | 98260.7 | 38928.7 | 17082.2 | 4502625 | 17984.8 | 56043.2 | 204063 | 365585 | 17678.6 | 302143 | 333683 | 85103.9 | 22890.5 | 96141 | 381344 | 7027463
2041-06-01 | 279359 | 187335 | 5474.4 | 95091 | 37672.9 | 16531.2 | 4357379 | 17404.6 | 54235.4 | 197480 | 353792 | 17108.3 | 292396 | 322919 | 82358.6 | 22152.1 | 93039.7 | 369042 | 6800770
2041-07-01 | 288671 | 193579 | 5656.88 | 98260.7 | 38928.7 | 17082.2 | 4502625 | 17984.8 | 56043.2 | 204063 | 365585 | 17678.6 | 302143 | 333683 | 85103.9 | 22890.5 | 96141 | 381344 | 7027463
2041-08-01 | 288671 | 193579 | 5656.88 | 98260.7 | 38928.7 | 17082.2 | 4502625 | 17984.8 | 56043.2 | 204063 | 365585 | 17678.6 | 302143 | 333683 | 85103.9 | 22890.5 | 96141 | 381344 | 7027463
2041-09-01 | 281611 | 188845 | 5502 | 96538.5 | 38053.4 | 16664.4 | 4401382 | 17545.1 | 55060.8 | 200486 | 361007 | 17347.8 | 296847 | 326180 | 83511.6 | 22375.9 | 93979.2 | 372770 | 6875706
2041-10-01 | 290998 | 195140 | 5685.4 | 99756.4 | 39321.9 | 17219.9 | 4548094 | 18129.9 | 56896.2 | 207169 | 373040 | 17926.1 | 306742 | 337053 | 86295.4 | 23121.8 | 97111.8 | 385195 | 7104896
2041-11-01 | 281611 | 188845 | 5502 | 96538.5 | 38053.4 | 16664.4 | 4401382 | 17545.1 | 55060.8 | 200486 | 361007 | 17347.8 | 296847 | 326180 | 83511.6 | 22375.9 | 93979.2 | 372770 | 6875706
2041-12-01 | 290998 | 195140 | 5685.4 | 99756.4 | 39321.9 | 17219.9 | 4548094 | 18129.9 | 56896.2 | 207169 | 373040 | 17926.1 | 306742 | 337053 | 86295.4 | 23121.8 | 97111.8 | 385195 | 7104896
2042-01-01 | 290998 | 195140 | 5685.4 | 99756.4 | 39321.9 | 17219.9 | 4548094 | 18129.9 | 56896.2 | 207169 | 373040 | 17926.1 | 306742 | 337053 | 86295.4 | 23121.8 | 97111.8 | 385195 | 7104896
2042-02-01 | 262837 | 176256 | 5135.2 | 90102.6 | 35516.5 | 15553.4 | 4107956 | 16375.4 | 51390.1 | 187120 | 336940 | 16191.3 | 277057 | 304435 | 77944.2 | 20884.2 | 87713.9 | 347918 | 6417326
2042-03-01 | 290998 | 195140 | 5685.4 | 99756.4 | 39321.9 | 17219.9 | 4548094 | 18129.9 | 56896.2 | 207169 | 373040 | 17926.1 | 306742 | 337053 | 86295.4 | 23121.8 | 97111.8 | 385195 | 7104896
2042-04-01 | 281611 | 188845 | 5502 | 96538.5 | 38053.4 | 16664.4 | 4401382 | 17545.1 | 55060.8 | 200486 | 361007 | 17347.8 | 296847 | 326180 | 83511.6 | 22375.9 | 93979.2 | 372770 | 6875706
2042-05-01 | 290998 | 195140 | 5685.4 | 99756.4 | 39321.9 | 17219.9 | 4548094 | 18129.9 | 56896.2 | 207169 | 373040 | 17926.1 | 306742 | 337053 | 86295.4 | 23121.8 | 97111.8 | 385195 | 7104896
2042-06-01 | 281611 | 188845 | 5502 | 96538.5 | 38053.4 | 16664.4 | 4401382 | 17545.1 | 55060.8 | 200486 | 361007 | 17347.8 | 296847 | 326180 | 83511.6 | 22375.9 | 93979.2 | 372770 | 6875706
2042-07-01 | 290998 | 195140 | 5685.4 | 99756.4 | 39321.9 | 17219.9 | 4548094 | 18129.9 | 56896.2 | 207169 | 373040 | 17926.1 | 306742 | 337053 | 86295.4 | 23121.8 | 97111.8 | 385195 | 7104896
2042-08-01 | 290998 | 195140 | 5685.4 | 99756.4 | 39321.9 | 17219.9 | 4548094 | 18129.9 | 56896.2 | 207169 | 373040 | 17926.1 | 306742 | 337053 | 86295.4 | 23121.8 | 97111.8 | 385195 | 7104896
2042-09-01 | 283864 | 190356 | 5529.6 | 97985.9 | 38434 | 16797.6 | 4445384 | 17685.4 | 55886.3 | 203492 | 368221 | 17590.7 | 301298 | 329441 | 84680.8 | 22599.8 | 94918.6 | 376497 | 6950661
2042-10-01 | 293326 | 196701 | 5713.92 | 101252 | 39715.1 | 17357.5 | 4593564 | 18275 | 57749.2 | 210275 | 380495 | 18177.1 | 311341 | 340423 | 87503.5 | 23353.1 | 98082.6 | 389047 | 7182350
2042-11-01 | 283864 | 190356 | 5529.6 | 97985.9 | 38434 | 16797.6 | 4445384 | 17685.4 | 55886.3 | 203492 | 368221 | 17590.7 | 301298 | 329441 | 84680.8 | 22599.8 | 94918.6 | 376497 | 6950661
2042-12-01 | 293326 | 196701 | 5713.92 | 101252 | 39715.1 | 17357.5 | 4593564 | 18275 | 57749.2 | 210275 | 380495 | 18177.1 | 311341 | 340423 | 87503.5 | 23353.1 | 98082.6 | 389047 | 7182350
2043-01-01 | 293326 | 196701 | 5713.92 | 101252 | 39715.1 | 17357.5 | 4593564 | 18275 | 57749.2 | 210275 | 380495 | 18177.1 | 311341 | 340423 | 87503.5 | 23353.1 | 98082.6 | 389047 | 7182350
2043-02-01 | 264940 | 177665 | 5160.96 | 91453.5 | 35871.7 | 15677.8 | 4149025 | 16506.4 | 52160.6 | 189925 | 343673 | 16418 | 281211 | 307479 | 79035.4 | 21093.1 | 88590.7 | 351397 | 6487284
2043-03-01 | 293326 | 196701 | 5713.92 | 101252 | 39715.1 | 17357.5 | 4593564 | 18275 | 57749.2 | 210275 | 380495 | 18177.1 | 311341 | 340423 | 87503.5 | 23353.1 | 98082.6 | 389047 | 7182350
2043-04-01 | 283864 | 190356 | 5529.6 | 97985.9 | 38434 | 16797.6 | 4445384 | 17685.4 | 55886.3 | 203492 | 368221 | 17590.7 | 301298 | 329441 | 84680.8 | 22599.8 | 94918.6 | 376497 | 6950661
2043-05-01 | 293326 | 196701 | 5713.92 | 101252 | 39715.1 | 17357.5 | 4593564 | 18275 | 57749.2 | 210275 | 380495 | 18177.1 | 311341 | 340423 | 87503.5 | 23353.1 | 98082.6 | 389047 | 7182350
2043-06-01 | 283864 | 190356 | 5529.6 | 97985.9 | 38434 | 16797.6 | 4445384 | 17685.4 | 55886.3 | 203492 | 368221 | 17590.7 | 301298 | 329441 | 84680.8 | 22599.8 | 94918.6 | 376497 | 6950661
2043-07-01 | 293326 | 196701 | 5713.92 | 101252 | 39715.1 | 17357.5 | 4593564 | 18275 | 57749.2 | 210275 | 380495 | 18177.1 | 311341 | 340423 | 87503.5 | 23353.1 | 98082.6 | 389047 | 7182350
2043-08-01 | 293326 | 196701 | 5713.92 | 101252 | 39715.1 | 17357.5 | 4593564 | 18275 | 57749.2 | 210275 | 380495 | 18177.1 | 311341 | 340423 | 87503.5 | 23353.1 | 98082.6 | 389047 | 7182350
2043-09-01 | 286117 | 191866 | 5557.2 | 99433.4 | 38814.5 | 16930.8 | 4489387 | 17825.9 | 56711.8 | 206497 | 375436 | 17837 | 305748 | 332702 | 85866.3 | 22823.6 | 95858.1 | 380224 | 7025636
2043-10-01 | 295654 | 198262 | 5742.44 | 102748 | 40108.3 | 17495.2 | 4639033 | 18420 | 58602.2 | 213381 | 387950 | 18431.5 | 315940 | 343793 | 88728.5 | 23584.4 | 99053.4 | 392898 | 7259824
2043-11-01 | 286117 | 191866 | 5557.2 | 99433.4 | 38814.5 | 16930.8 | 4489387 | 17825.9 | 56711.8 | 206497 | 375436 | 17837 | 305748 | 332702 | 85866.3 | 22823.6 | 95858.1 | 380224 | 7025636
2043-12-01 | 295654 | 198262 | 5742.44 | 102748 | 40108.3 | 17495.2 | 4639033 | 18420 | 58602.2 | 213381 | 387950 | 18431.5 | 315940 | 343793 | 88728.5 | 23584.4 | 99053.4 | 392898 | 7259824
2044-01-01 | 295654 | 198262 | 5742.44 | 102748 | 40108.3 | 17495.2 | 4639033 | 18420 | 58602.2 | 213381 | 387950 | 18431.5 | 315940 | 343793 | 88728.5 | 23584.4 | 99053.4 | 392898 | 7259824
2044-02-01 | 267042 | 179075 | 5186.72 | 92804.5 | 36226.8 | 15802.1 | 4190095 | 16637.5 | 52931 | 192731 | 350407 | 16647.8 | 285365 | 310522 | 80141.9 | 21302.1 | 89467.6 | 354875 | 6557261
2044-03-01 | 295654 | 198262 | 5742.44 | 102748 | 40108.3 | 17495.2 | 4639033 | 18420 | 58602.2 | 213381 | 387950 | 18431.5 | 315940 | 343793 | 88728.5 | 23584.4 | 99053.4 | 392898 | 7259824
2044-04-01 | 286117 | 191866 | 5557.2 | 99433.4 | 38814.5 | 16930.8 | 4489387 | 17825.9 | 56711.8 | 206497 | 375436 | 17837 | 305748 | 332702 | 85866.3 | 22823.6 | 95858.1 | 380224 | 7025636
2044-05-01 | 295654 | 198262 | 5742.44 | 102748 | 40108.3 | 17495.2 | 4639033 | 18420 | 58602.2 | 213381 | 387950 | 18431.5 | 315940 | 343793 | 88728.5 | 23584.4 | 99053.4 | 392898 | 7259824
2044-06-01 | 286117 | 191866 | 5557.2 | 99433.4 | 38814.5 | 16930.8 | 4489387 | 17825.9 | 56711.8 | 206497 | 375436 | 17837 | 305748 | 332702 | 85866.3 | 22823.6 | 95858.1 | 380224 | 7025636
2044-07-01 | 295654 | 198262 | 5742.44 | 102748 | 40108.3 | 17495.2 | 4639033 | 18420 | 58602.2 | 213381 | 387950 | 18431.5 | 315940 | 343793 | 88728.5 | 23584.4 | 99053.4 | 392898 | 7259824
2044-08-01 | 295654 | 198262 | 5742.44 | 102748 | 40108.3 | 17495.2 | 4639033 | 18420 | 58602.2 | 213381 | 387950 | 18431.5 | 315940 | 343793 | 88728.5 | 23584.4 | 99053.4 | 392898 | 7259824
2044-09-01 | 288369 | 193377 | 5584.8 | 100881 | 39195 | 17064 | 4533390 | 17966.2 | 57537.2 | 209503 | 382650 | 18086.7 | 310199 | 335963 | 87068.5 | 23047.5 | 96797.6 | 383951 | 7100631
2044-10-01 | 297982 | 199823 | 5770.96 | 104244 | 40501.5 | 17632.8 | 4684503 | 18565.1 | 59455.1 | 216487 | 395405 | 18689.6 | 320539 | 347162 | 89970.7 | 23815.8 | 100024 | 396749 | 7337319
2044-11-01 | 288369 | 193377 | 5584.8 | 100881 | 39195 | 17064 | 4533390 | 17966.2 | 57537.2 | 209503 | 382650 | 18086.7 | 310199 | 335963 | 87068.5 | 23047.5 | 96797.6 | 383951 | 7100631
2044-12-01 | 297982 | 199823 | 5770.96 | 104244 | 40501.5 | 17632.8 | 4684503 | 18565.1 | 59455.1 | 216487 | 395405 | 18689.6 | 320539 | 347162 | 89970.7 | 23815.8 | 100024 | 396749 | 7337319
2045-01-01 | 297982 | 199823 | 5770.96 | 104244 | 40501.5 | 17632.8 | 4684503 | 18565.1 | 59455.1 | 216487 | 395405 | 18689.6 | 320539 | 347162 | 89970.7 | 23815.8 | 100024 | 396749 | 7337319
2045-02-01 | 269145 | 180485 | 5212.48 | 94155.4 | 36582 | 15926.4 | 4231164 | 16768.5 | 53701.4 | 195536 | 357140 | 16880.9 | 289519 | 313566 | 81263.9 | 21511 | 90344.4 | 358354 | 6627256
2045-03-01 | 297982 | 199823 | 5770.96 | 104244 | 40501.5 | 17632.8 | 4684503 | 18565.1 | 59455.1 | 216487 | 395405 | 18689.6 | 320539 | 347162 | 89970.7 | 23815.8 | 100024 | 396749 | 7337319
2045-04-01 | 288369 | 193377 | 5584.8 | 100881 | 39195 | 17064 | 4533390 | 17966.2 | 57537.2 | 209503 | 382650 | 18086.7 | 310199 | 335963 | 87068.5 | 23047.5 | 96797.6 | 383951 | 7100631
2045-05-01 | 297982 | 199823 | 5770.96 | 104244 | 40501.5 | 17632.8 | 4684503 | 18565.1 | 59455.1 | 216487 | 395405 | 18689.6 | 320539 | 347162 | 89970.7 | 23815.8 | 100024 | 396749 | 7337319
2045-06-01 | 288369 | 193377 | 5584.8 | 100881 | 39195 | 17064 | 4533390 | 17966.2 | 57537.2 | 209503 | 382650 | 18086.7 | 310199 | 335963 | 87068.5 | 23047.5 | 96797.6 | 383951 | 7100631
2045-07-01 | 297982 | 199823 | 5770.96 | 104244 | 40501.5 | 17632.8 | 4684503 | 18565.1 | 59455.1 | 216487 | 395405 | 18689.6 | 320539 | 347162 | 89970.7 | 23815.8 | 100024 | 396749 | 7337319
2045-08-01 | 297982 | 199823 | 5770.96 | 104244 | 40501.5 | 17632.8 | 4684503 | 18565.1 | 59455.1 | 216487 | 395405 | 18689.6 | 320539 | 347162 | 89970.7 | 23815.8 | 100024 | 396749 | 7337319
2045-09-01 | 290713 | 194949 | 5612.88 | 101910 | 39595 | 17202.6 | 4579657 | 18112 | 58124.3 | 211641 | 390615 | 18339.9 | 313364 | 339391 | 88287.4 | 23282.7 | 97785.3 | 387868 | 7176451
2045-10-01 | 300404 | 201447 | 5799.98 | 105307 | 40914.8 | 17776 | 4732312 | 18715.8 | 60061.7 | 218696 | 403636 | 18951.2 | 323809 | 350704 | 91230.3 | 24058.8 | 101045 | 400797 | 7415666
2045-11-01 | 290713 | 194949 | 5612.88 | 101910 | 39595 | 17202.6 | 4579657 | 18112 | 58124.3 | 211641 | 390615 | 18339.9 | 313364 | 339391 | 88287.4 | 23282.7 | 97785.3 | 387868 | 7176451
2045-12-01 | 300404 | 201447 | 5799.98 | 105307 | 40914.8 | 17776 | 4732312 | 18715.8 | 60061.7 | 218696 | 403636 | 18951.2 | 323809 | 350704 | 91230.3 | 24058.8 | 101045 | 400797 | 7415666
2046-01-01 | 300404 | 201447 | 5799.98 | 105307 | 40914.8 | 17776 | 4732312 | 18715.8 | 60061.7 | 218696 | 403636 | 18951.2 | 323809 | 350704 | 91230.3 | 24058.8 | 101045 | 400797 | 7415666
2046-02-01 | 271332 | 181952 | 5238.69 | 95116.1 | 36955.3 | 16055.8 | 4274347 | 16904.6 | 54249.3 | 197531 | 364574 | 17117.2 | 292473 | 316765 | 82401.6 | 21730.5 | 91266.3 | 362010 | 6698021
2046-03-01 | 300404 | 201447 | 5799.98 | 105307 | 40914.8 | 17776 | 4732312 | 18715.8 | 60061.7 | 218696 | 403636 | 18951.2 | 323809 | 350704 | 91230.3 | 24058.8 | 101045 | 400797 | 7415666
2046-04-01 | 290713 | 194949 | 5612.88 | 101910 | 39595 | 17202.6 | 4579657 | 18112 | 58124.3 | 211641 | 390615 | 18339.9 | 313364 | 339391 | 88287.4 | 23282.7 | 97785.3 | 387868 | 7176451
2046-05-01 | 300404 | 201447 | 5799.98 | 105307 | 40914.8 | 17776 | 4732312 | 18715.8 | 60061.7 | 218696 | 403636 | 18951.2 | 323809 | 350704 | 91230.3 | 24058.8 | 101045 | 400797 | 7415666
2046-06-01 | 290713 | 194949 | 5612.88 | 101910 | 39595 | 17202.6 | 4579657 | 18112 | 58124.3 | 211641 | 390615 | 18339.9 | 313364 | 339391 | 88287.4 | 23282.7 | 97785.3 | 387868 | 7176451
2046-07-01 | 300404 | 201447 | 5799.98 | 105307 | 40914.8 | 17776 | 4732312 | 18715.8 | 60061.7 | 218696 | 403636 | 18951.2 | 323809 | 350704 | 91230.3 | 24058.8 | 101045 | 400797 | 7415666
2046-08-01 | 300404 | 201447 | 5799.98 | 105307 | 40914.8 | 17776 | 4732312 | 18715.8 | 60061.7 | 218696 | 403636 | 18951.2 | 323809 | 350704 | 91230.3 | 24058.8 | 101045 | 400797 | 7415666
2046-09-01 | 293057 | 196521 | 5640.96 | 102939 | 39994.9 | 17341.2 | 4625924 | 18257.8 | 58711.3 | 213778 | 398580 | 18596.7 | 316528 | 342819 | 89523.4 | 23517.9 | 98773 | 391785 | 7252290
2046-10-01 | 302826 | 203071 | 5828.99 | 106371 | 41328.1 | 17919.2 | 4780122 | 18866.4 | 60668.3 | 220904 | 411866 | 19216.5 | 327079 | 354246 | 92507.6 | 24301.8 | 102065 | 404845 | 7494033
2046-11-01 | 293057 | 196521 | 5640.96 | 102939 | 39994.9 | 17341.2 | 4625924 | 18257.8 | 58711.3 | 213778 | 398580 | 18596.7 | 316528 | 342819 | 89523.4 | 23517.9 | 98773 | 391785 | 7252290
2046-12-01 | 302826 | 203071 | 5828.99 | 106371 | 41328.1 | 17919.2 | 4780122 | 18866.4 | 60668.3 | 220904 | 411866 | 19216.5 | 327079 | 354246 | 92507.6 | 24301.8 | 102065 | 404845 | 7494033
2047-01-01 | 302826 | 203071 | 5828.99 | 106371 | 41328.1 | 17919.2 | 4780122 | 18866.4 | 60668.3 | 220904 | 411866 | 19216.5 | 327079 | 354246 | 92507.6 | 24301.8 | 102065 | 404845 | 7494033
2047-02-01 | 273520 | 183419 | 5264.9 | 96076.8 | 37328.6 | 16185.1 | 4317529 | 17040.7 | 54797.2 | 199527 | 372008 | 17356.9 | 295426 | 319965 | 83555.2 | 21950 | 92188.1 | 365666 | 6768804
2047-03-01 | 302826 | 203071 | 5828.99 | 106371 | 41328.1 | 17919.2 | 4780122 | 18866.4 | 60668.3 | 220904 | 411866 | 19216.5 | 327079 | 354246 | 92507.6 | 24301.8 | 102065 | 404845 | 7494033
2047-04-01 | 293057 | 196521 | 5640.96 | 102939 | 39994.9 | 17341.2 | 4625924 | 18257.8 | 58711.3 | 213778 | 398580 | 18596.7 | 316528 | 342819 | 89523.4 | 23517.9 | 98773 | 391785 | 7252290
2047-05-01 | 302826 | 203071 | 5828.99 | 106371 | 41328.1 | 17919.2 | 4780122 | 18866.4 | 60668.3 | 220904 | 411866 | 19216.5 | 327079 | 354246 | 92507.6 | 24301.8 | 102065 | 404845 | 7494033
2047-06-01 | 293057 | 196521 | 5640.96 | 102939 | 39994.9 | 17341.2 | 4625924 | 18257.8 | 58711.3 | 213778 | 398580 | 18596.7 | 316528 | 342819 | 89523.4 | 23517.9 | 98773 | 391785 | 7252290
2047-07-01 | 302826 | 203071 | 5828.99 | 106371 | 41328.1 | 17919.2 | 4780122 | 18866.4 | 60668.3 | 220904 | 411866 | 19216.5 | 327079 | 354246 | 92507.6 | 24301.8 | 102065 | 404845 | 7494033
2047-08-01 | 302826 | 203071 | 5828.99 | 106371 | 41328.1 | 17919.2 | 4780122 | 18866.4 | 60668.3 | 220904 | 411866 | 19216.5 | 327079 | 354246 | 92507.6 | 24301.8 | 102065 | 404845 | 7494033
2047-09-01 | 295401 | 198093 | 5669.04 | 103969 | 40394.9 | 17479.8 | 4672192 | 18403.6 | 59298.3 | 215916 | 406546 | 18857 | 319693 | 346247 | 90776.8 | 23753.1 | 99760.7 | 395702 | 7328151
2047-10-01 | 305248 | 204696 | 5858.01 | 107434 | 41741.4 | 18062.5 | 4827931 | 19017.1 | 61274.9 | 223113 | 420097 | 19485.6 | 330349 | 357789 | 93802.7 | 24544.9 | 103086 | 408892 | 7572423
2047-11-01 | 295401 | 198093 | 5669.04 | 103969 | 40394.9 | 17479.8 | 4672192 | 18403.6 | 59298.3 | 215916 | 406546 | 18857 | 319693 | 346247 | 90776.8 | 23753.1 | 99760.7 | 395702 | 7328151
2047-12-01 | 305248 | 204696 | 5858.01 | 107434 | 41741.4 | 18062.5 | 4827931 | 19017.1 | 61274.9 | 223113 | 420097 | 19485.6 | 330349 | 357789 | 93802.7 | 24544.9 | 103086 | 408892 | 7572423
2048-01-01 | 305248 | 204696 | 5858.01 | 107434 | 41741.4 | 18062.5 | 4827931 | 19017.1 | 61274.9 | 223113 | 420097 | 19485.6 | 330349 | 357789 | 93802.7 | 24544.9 | 103086 | 408892 | 7572423
2048-02-01 | 275708 | 184886 | 5291.1 | 97037.5 | 37701.9 | 16314.5 | 4360712 | 17176.7 | 55345.1 | 201522 | 379443 | 17599.9 | 298380 | 323164 | 84725 | 22169.6 | 93110 | 369322 | 6839608
2048-03-01 | 305248 | 204696 | 5858.01 | 107434 | 41741.4 | 18062.5 | 4827931 | 19017.1 | 61274.9 | 223113 | 420097 | 19485.6 | 330349 | 357789 | 93802.7 | 24544.9 | 103086 | 408892 | 7572423
2048-04-01 | 295401 | 198093 | 5669.04 | 103969 | 40394.9 | 17479.8 | 4672192 | 18403.6 | 59298.3 | 215916 | 406546 | 18857 | 319693 | 346247 | 90776.8 | 23753.1 | 99760.7 | 395702 | 7328151
2048-05-01 | 305248 | 204696 | 5858.01 | 107434 | 41741.4 | 18062.5 | 4827931 | 19017.1 | 61274.9 | 223113 | 420097 | 19485.6 | 330349 | 357789 | 93802.7 | 24544.9 | 103086 | 408892 | 7572423
2048-06-01 | 295401 | 198093 | 5669.04 | 103969 | 40394.9 | 17479.8 | 4672192 | 18403.6 | 59298.3 | 215916 | 406546 | 18857 | 319693 | 346247 | 90776.8 | 23753.1 | 99760.7 | 395702 | 7328151
2048-07-01 | 305248 | 204696 | 5858.01 | 107434 | 41741.4 | 18062.5 | 4827931 | 19017.1 | 61274.9 | 223113 | 420097 | 19485.6 | 330349 | 357789 | 93802.7 | 24544.9 | 103086 | 408892 | 7572423
2048-08-01 | 305248 | 204696 | 5858.01 | 107434 | 41741.4 | 18062.5 | 4827931 | 19017.1 | 61274.9 | 223113 | 420097 | 19485.6 | 330349 | 357789 | 93802.7 | 24544.9 | 103086 | 408892 | 7572423
2048-09-01 | 297745 | 199664 | 5697.12 | 104998 | 40794.8 | 17618.4 | 4718459 | 18549.4 | 59885.3 | 218054 | 414511 | 19121 | 322857 | 349675 | 92047.6 | 23988.3 | 100748 | 399619 | 7404033
2048-10-01 | 307670 | 206320 | 5887.02 | 108498 | 42154.7 | 18205.7 | 4875741 | 19167.8 | 61881.5 | 225322 | 428328 | 19758.4 | 333619 | 361331 | 95115.9 | 24787.9 | 104107 | 412940 | 7650834
2048-11-01 | 297745 | 199664 | 5697.12 | 104998 | 40794.8 | 17618.4 | 4718459 | 18549.4 | 59885.3 | 218054 | 414511 | 19121 | 322857 | 349675 | 92047.6 | 23988.3 | 100748 | 399619 | 7404033
2048-12-01 | 307670 | 206320 | 5887.02 | 108498 | 42154.7 | 18205.7 | 4875741 | 19167.8 | 61881.5 | 225322 | 428328 | 19758.4 | 333619 | 361331 | 95115.9 | 24787.9 | 104107 | 412940 | 7650834
2049-01-01 | 307670 | 206320 | 5887.02 | 108498 | 42154.7 | 18205.7 | 4875741 | 19167.8 | 61881.5 | 225322 | 428328 | 19758.4 | 333619 | 361331 | 95115.9 | 24787.9 | 104107 | 412940 | 7650834
2049-02-01 | 277895 | 186353 | 5317.31 | 97998.2 | 38075.2 | 16443.8 | 4403895 | 17312.8 | 55893 | 203517 | 386877 | 17846.3 | 301333 | 326363 | 85911.1 | 22389.1 | 94031.9 | 372978 | 6910431
2049-03-01 | 307670 | 206320 | 5887.02 | 108498 | 42154.7 | 18205.7 | 4875741 | 19167.8 | 61881.5 | 225322 | 428328 | 19758.4 | 333619 | 361331 | 95115.9 | 24787.9 | 104107 | 412940 | 7650834
2049-04-01 | 297745 | 199664 | 5697.12 | 104998 | 40794.8 | 17618.4 | 4718459 | 18549.4 | 59885.3 | 218054 | 414511 | 19121 | 322857 | 349675 | 92047.6 | 23988.3 | 100748 | 399619 | 7404033
2049-05-01 | 307670 | 206320 | 5887.02 | 108498 | 42154.7 | 18205.7 | 4875741 | 19167.8 | 61881.5 | 225322 | 428328 | 19758.4 | 333619 | 361331 | 95115.9 | 24787.9 | 104107 | 412940 | 7650834
2049-06-01 | 297745 | 199664 | 5697.12 | 104998 | 40794.8 | 17618.4 | 4718459 | 18549.4 | 59885.3 | 218054 | 414511 | 19121 | 322857 | 349675 | 92047.6 | 23988.3 | 100748 | 399619 | 7404033
2049-07-01 | 307670 | 206320 | 5887.02 | 108498 | 42154.7 | 18205.7 | 4875741 | 19167.8 | 61881.5 | 225322 | 428328 | 19758.4 | 333619 | 361331 | 95115.9 | 24787.9 | 104107 | 412940 | 7650834
2049-08-01 | 307670 | 206320 | 5887.02 | 108498 | 42154.7 | 18205.7 | 4875741 | 19167.8 | 61881.5 | 225322 | 428328 | 19758.4 | 333619 | 361331 | 95115.9 | 24787.9 | 104107 | 412940 | 7650834
2049-09-01 | 300089 | 201236 | 5725.2 | 106027 | 41194.8 | 17757 | 4764726 | 18695.2 | 60472.3 | 220192 | 422476 | 19388.7 | 326022 | 353103 | 93336.3 | 24223.5 | 101736 | 403537 | 7479937
2049-10-01 | 310092 | 207944 | 5916.04 | 109562 | 42568 | 18348.9 | 4923550 | 19318.4 | 62488.1 | 227531 | 436559 | 20035 | 336889 | 364873 | 96447.5 | 25030.9 | 105127 | 416988 | 7729268
2049-11-01 | 300089 | 201236 | 5725.2 | 106027 | 41194.8 | 17757 | 4764726 | 18695.2 | 60472.3 | 220192 | 422476 | 19388.7 | 326022 | 353103 | 93336.3 | 24223.5 | 101736 | 403537 | 7479937
2049-12-01 | 310092 | 207944 | 5916.04 | 109562 | 42568 | 18348.9 | 4923550 | 19318.4 | 62488.1 | 227531 | 436559 | 20035 | 336889 | 364873 | 96447.5 | 25030.9 | 105127 | 416988 | 7729268
2050-01-01 | 310092 | 207944 | 5916.04 | 109562 | 42568 | 18348.9 | 4923550 | 19318.4 | 62488.1 | 227531 | 436559 | 20035 | 336889 | 364873 | 96447.5 | 25030.9 | 105127 | 416988 | 7729268
2050-02-01 | 280083 | 187820 | 5343.52 | 98958.9 | 38448.5 | 16573.2 | 4447078 | 17448.9 | 56440.8 | 205512 | 394311 | 18096.1 | 304287 | 329563 | 87113.9 | 22608.6 | 94953.7 | 376634 | 6981274
2050-03-01 | 310092 | 207944 | 5916.04 | 109562 | 42568 | 18348.9 | 4923550 | 19318.4 | 62488.1 | 227531 | 436559 | 20035 | 336889 | 364873 | 96447.5 | 25030.9 | 105127 | 416988 | 7729268
2050-04-01 | 300089 | 201236 | 5725.2 | 106027 | 41194.8 | 17757 | 4764726 | 18695.2 | 60472.3 | 220192 | 422476 | 19388.7 | 326022 | 353103 | 93336.3 | 24223.5 | 101736 | 403537 | 7479937
2050-05-01 | 310092 | 207944 | 5916.04 | 109562 | 42568 | 18348.9 | 4923550 | 19318.4 | 62488.1 | 227531 | 436559 | 20035 | 336889 | 364873 | 96447.5 | 25030.9 | 105127 | 416988 | 7729268
2050-06-01 | 300089 | 201236 | 5725.2 | 106027 | 41194.8 | 17757 | 4764726 | 18695.2 | 60472.3 | 220192 | 422476 | 19388.7 | 326022 | 353103 | 93336.3 | 24223.5 | 101736 | 403537 | 7479937
2050-07-01 | 310092 | 207944 | 5916.04 | 109562 | 42568 | 18348.9 | 4923550 | 19318.4 | 62488.1 | 227531 | 436559 | 20035 | 336889 | 364873 | 96447.5 | 25030.9 | 105127 | 416988 | 7729268
2050-08-01 | 310092 | 207944 | 5916.04 | 109562 | 42568 | 18348.9 | 4923550 | 19318.4 | 62488.1 | 227531 | 436559 | 20035 | 336889 | 364873 | 96447.5 | 25030.9 | 105127 | 416988 | 7729268
2050-09-01 | 300089 | 201236 | 5725.2 | 106027 | 41194.8 | 17757 | 4764726 | 18695.2 | 60472.3 | 220192 | 422476 | 19660.1 | 326022 | 353103 | 94643 | 24223.5 | 101736 | 403537 | 7481515
2050-10-01 | 310092 | 207944 | 5916.04 | 109562 | 42568 | 18348.9 | 4923550 | 19318.4 | 62488.1 | 227531 | 436559 | 20315.5 | 336889 | 364873 | 97797.8 | 25030.9 | 105127 | 416988 | 7730899
2050-11-01 | 300089 | 201236 | 5725.2 | 106027 | 41194.8 | 17757 | 4764726 | 18695.2 | 60472.3 | 220192 | 422476 | 19660.1 | 326022 | 353103 | 94643 | 24223.5 | 101736 | 403537 | 7481515
2050-12-01 | 310092 | 207944 | 5916.04 | 109562 | 42568 | 18348.9 | 4923550 | 19318.4 | 62488.1 | 227531 | 436559 | 20315.5 | 336889 | 364873 | 97797.8 | 25030.9 | 105127 | 416988 | 7730899
2051-01-01 | 310092 | 207944 | 5916.04 | 109562 | 42568 | 18348.9 | 4923550 | 19318.4 | 62488.1 | 227531 | 436559 | 20315.5 | 336889 | 364873 | 97797.8 | 25030.9 | 105127 | 416988 | 7730899
2051-02-01 | 280083 | 187820 | 5343.52 | 98958.9 | 38448.5 | 16573.2 | 4447078 | 17448.9 | 56440.8 | 205512 | 394311 | 18349.5 | 304287 | 329563 | 88333.5 | 22608.6 | 94953.7 | 376634 | 6982747
2051-03-01 | 310092 | 207944 | 5916.04 | 109562 | 42568 | 18348.9 | 4923550 | 19318.4 | 62488.1 | 227531 | 436559 | 20315.5 | 336889 | 364873 | 97797.8 | 25030.9 | 105127 | 416988 | 7730899
2051-04-01 | 300089 | 201236 | 5725.2 | 106027 | 41194.8 | 17757 | 4764726 | 18695.2 | 60472.3 | 220192 | 422476 | 19660.1 | 326022 | 353103 | 94643 | 24223.5 | 101736 | 403537 | 7481515
2051-05-01 | 310092 | 207944 | 5916.04 | 109562 | 42568 | 18348.9 | 4923550 | 19318.4 | 62488.1 | 227531 | 436559 | 20315.5 | 336889 | 364873 | 97797.8 | 25030.9 | 105127 | 416988 | 7730899
2051-06-01 | 300089 | 201236 | 5725.2 | 106027 | 41194.8 | 17757 | 4764726 | 18695.2 | 60472.3 | 220192 | 422476 | 19660.1 | 326022 | 353103 | 94643 | 24223.5 | 101736 | 403537 | 7481515
2051-07-01 | 310092 | 207944 | 5916.04 | 109562 | 42568 | 18348.9 | 4923550 | 19318.4 | 62488.1 | 227531 | 436559 | 20315.5 | 336889 | 364873 | 97797.8 | 25030.9 | 105127 | 416988 | 7730899
2051-08-01 | 310092 | 207944 | 5916.04 | 109562 | 42568 | 18348.9 | 4923550 | 19318.4 | 62488.1 | 227531 | 436559 | 20315.5 | 336889 | 364873 | 97797.8 | 25030.9 | 105127 | 416988 | 7730899
Sum | 105478485 | 70011111 | 2135484 | 33612724 | 13762770 | 6241653 | 1581269790 | 6593269 | 19172860 | 68229778 | 113396196 | 6374759 | 103869670 | 117078606 | 30687795 | 8093346 | 33992597 | 133792958 | 2453793851

## DomSupplyReq
Supply Requirement (including loss, reuse and DSM)
Levels, Branch: Demand Sites and Catchments, Levels: 1, Scenario: WWR Increased Water Productivity, All months (12), Tag: Municipal
Cubic Meter
| "AEP Taroudant" | AEP_Aoulouz | AEP_Irherm | "AEP_ouled berhil" | "AEP_SEl Guerdane" | AEP_Taliouine | Agadir | "Ait Baha" | "Ait Iaaza" | Biougra | Drargua | Lakhssass | Lqliaa | "Ouled Teima" | "Sidi Ifni" | Tafraout | Temsia | Tiznit | Sum
2018-09-01 | 365827 | 166006 | 6085.93 | 67028 | 32418.2 | 16443.8 | 3717666 | 18058.4 | 40907.9 | 182583 | 158684 | 12600 | 224894 | 271172 | 60656 | 19886.4 | 77468.3 | 308982 | 5747367
2018-10-01 | 378021 | 171539 | 6288.79 | 69262.3 | 33498.8 | 16991.9 | 3841588 | 18660.4 | 42271.5 | 188669 | 163973 | 13020 | 232390 | 280212 | 62677.9 | 20549.3 | 80050.6 | 319281 | 5938946
2018-11-01 | 365827 | 166006 | 6085.93 | 67028 | 32418.2 | 16443.8 | 3717666 | 18058.4 | 40907.9 | 182583 | 158684 | 12600 | 224894 | 271172 | 60656 | 19886.4 | 77468.3 | 308982 | 5747367
2018-12-01 | 378021 | 171539 | 6288.79 | 69262.3 | 33498.8 | 16991.9 | 3841588 | 18660.4 | 42271.5 | 188669 | 163973 | 13020 | 232390 | 280212 | 62677.9 | 20549.3 | 80050.6 | 319281 | 5938946
2019-01-01 | 378021 | 171539 | 6288.79 | 69262.3 | 33498.8 | 16991.9 | 3841588 | 18660.4 | 42271.5 | 188669 | 163973 | 13020 | 232390 | 280212 | 62677.9 | 20549.3 | 80050.6 | 319281 | 5938946
2019-02-01 | 341439 | 154939 | 5680.2 | 62559.5 | 30257 | 15347.5 | 3469821 | 16854.5 | 38180.7 | 170411 | 148105 | 11760 | 209901 | 253094 | 56612.3 | 18560.7 | 72303.8 | 288383 | 5364209
2019-03-01 | 378021 | 171539 | 6288.79 | 69262.3 | 33498.8 | 16991.9 | 3841588 | 18660.4 | 42271.5 | 188669 | 163973 | 13020 | 232390 | 280212 | 62677.9 | 20549.3 | 80050.6 | 319281 | 5938946
2019-04-01 | 365827 | 166006 | 6085.93 | 67028 | 32418.2 | 16443.8 | 3717666 | 18058.4 | 40907.9 | 182583 | 158684 | 12600 | 224894 | 271172 | 60656 | 19886.4 | 77468.3 | 308982 | 5747367
2019-05-01 | 378021 | 171539 | 6288.79 | 69262.3 | 33498.8 | 16991.9 | 3841588 | 18660.4 | 42271.5 | 188669 | 163973 | 13020 | 232390 | 280212 | 62677.9 | 20549.3 | 80050.6 | 319281 | 5938946
2019-06-01 | 365827 | 166006 | 6085.93 | 67028 | 32418.2 | 16443.8 | 3717666 | 18058.4 | 40907.9 | 182583 | 158684 | 12600 | 224894 | 271172 | 60656 | 19886.4 | 77468.3 | 308982 | 5747367
2019-07-01 | 378021 | 171539 | 6288.79 | 69262.3 | 33498.8 | 16991.9 | 3841588 | 18660.4 | 42271.5 | 188669 | 163973 | 13020 | 232390 | 280212 | 62677.9 | 20549.3 | 80050.6 | 319281 | 5938946
2019-08-01 | 378021 | 171539 | 6288.79 | 69262.3 | 33498.8 | 16991.9 | 3841588 | 18660.4 | 42271.5 | 188669 | 163973 | 13020 | 232390 | 280212 | 62677.9 | 20549.3 | 80050.6 | 319281 | 5938946
2019-09-01 | 371089 | 176898 | 6085.93 | 69709.2 | 33368.4 | 16678.5 | 3794556 | 18374 | 42340.4 | 188970 | 169792 | 12776.4 | 233890 | 279445 | 61505.2 | 20394.9 | 79392.5 | 319361 | 5894626
2019-10-01 | 383458 | 182795 | 6288.79 | 72032.8 | 34480.6 | 17234.4 | 3921041 | 18986.5 | 43751.7 | 195269 | 175452 | 13202.3 | 241687 | 288760 | 63555.4 | 21074.7 | 82039 | 330006 | 6091114
2019-11-01 | 371089 | 176898 | 6085.93 | 69709.2 | 33368.4 | 16678.5 | 3794556 | 18374 | 42340.4 | 188970 | 169792 | 12776.4 | 233890 | 279445 | 61505.2 | 20394.9 | 79392.5 | 319361 | 5894626
2019-12-01 | 383458 | 182795 | 6288.79 | 72032.8 | 34480.6 | 17234.4 | 3921041 | 18986.5 | 43751.7 | 195269 | 175452 | 13202.3 | 241687 | 288760 | 63555.4 | 21074.7 | 82039 | 330006 | 6091114
2020-01-01 | 383458 | 182795 | 6288.79 | 72032.8 | 34480.6 | 17234.4 | 3921041 | 18986.5 | 43751.7 | 195269 | 175452 | 13202.3 | 241687 | 288760 | 63555.4 | 21074.7 | 82039 | 330006 | 6091114
2020-02-01 | 346350 | 165105 | 5680.2 | 65061.9 | 31143.8 | 15566.6 | 3541586 | 17149.1 | 39517.7 | 176372 | 158472 | 11924.7 | 218298 | 260815 | 57404.9 | 19035.2 | 74099.7 | 298070 | 5501651
2020-03-01 | 383458 | 182795 | 6288.79 | 72032.8 | 34480.6 | 17234.4 | 3921041 | 18986.5 | 43751.7 | 195269 | 175452 | 13202.3 | 241687 | 288760 | 63555.4 | 21074.7 | 82039 | 330006 | 6091114
2020-04-01 | 371089 | 176898 | 6085.93 | 69709.2 | 33368.4 | 16678.5 | 3794556 | 18374 | 42340.4 | 188970 | 169792 | 12776.4 | 233890 | 279445 | 61505.2 | 20394.9 | 79392.5 | 319361 | 5894626
2020-05-01 | 383458 | 182795 | 6288.79 | 72032.8 | 34480.6 | 17234.4 | 3921041 | 18986.5 | 43751.7 | 195269 | 175452 | 13202.3 | 241687 | 288760 | 63555.4 | 21074.7 | 82039 | 330006 | 6091114
2020-06-01 | 371089 | 176898 | 6085.93 | 69709.2 | 33368.4 | 16678.5 | 3794556 | 18374 | 42340.4 | 188970 | 169792 | 12776.4 | 233890 | 279445 | 61505.2 | 20394.9 | 79392.5 | 319361 | 5894626
2020-07-01 | 383458 | 182795 | 6288.79 | 72032.8 | 34480.6 | 17234.4 | 3921041 | 18986.5 | 43751.7 | 195269 | 175452 | 13202.3 | 241687 | 288760 | 63555.4 | 21074.7 | 82039 | 330006 | 6091114
2020-08-01 | 383458 | 182795 | 6288.79 | 72032.8 | 34480.6 | 17234.4 | 3921041 | 18986.5 | 43751.7 | 195269 | 175452 | 13202.3 | 241687 | 288760 | 63555.4 | 21074.7 | 82039 | 330006 | 6091114
2020-09-01 | 375650 | 182516 | 6116.74 | 71929.8 | 34062.8 | 16883.1 | 3877691 | 18561.6 | 43689.2 | 196064 | 181278 | 12955.3 | 241341 | 286789 | 62366.3 | 20819.3 | 81045.2 | 327754 | 6037512
2020-10-01 | 388172 | 188600 | 6320.63 | 74327.5 | 35198.3 | 17445.9 | 4006948 | 19180.3 | 45145.5 | 202599 | 187320 | 13387.2 | 249385 | 296349 | 64445.2 | 21513.3 | 83746.7 | 338679 | 6238762
2020-11-01 | 375650 | 182516 | 6116.74 | 71929.8 | 34062.8 | 16883.1 | 3877691 | 18561.6 | 43689.2 | 196064 | 181278 | 12955.3 | 241341 | 286789 | 62366.3 | 20819.3 | 81045.2 | 327754 | 6037512
2020-12-01 | 388172 | 188600 | 6320.63 | 74327.5 | 35198.3 | 17445.9 | 4006948 | 19180.3 | 45145.5 | 202599 | 187320 | 13387.2 | 249385 | 296349 | 64445.2 | 21513.3 | 83746.7 | 338679 | 6238762
2021-01-01 | 388172 | 188600 | 6320.63 | 74327.5 | 35198.3 | 17445.9 | 4006948 | 19180.3 | 45145.5 | 202599 | 187320 | 13387.2 | 249385 | 296349 | 64445.2 | 21513.3 | 83746.7 | 338679 | 6238762
2021-02-01 | 350607 | 170348 | 5708.96 | 67134.5 | 31792 | 15757.5 | 3619179 | 17324.2 | 40776.6 | 182993 | 169193 | 12091.6 | 225251 | 267670 | 58208.5 | 19431.3 | 75642.2 | 305904 | 5635011
2021-03-01 | 388172 | 188600 | 6320.63 | 74327.5 | 35198.3 | 17445.9 | 4006948 | 19180.3 | 45145.5 | 202599 | 187320 | 13387.2 | 249385 | 296349 | 64445.2 | 21513.3 | 83746.7 | 338679 | 6238762
2021-04-01 | 375650 | 182516 | 6116.74 | 71929.8 | 34062.8 | 16883.1 | 3877691 | 18561.6 | 43689.2 | 196064 | 181278 | 12955.3 | 241341 | 286789 | 62366.3 | 20819.3 | 81045.2 | 327754 | 6037512
2021-05-01 | 388172 | 188600 | 6320.63 | 74327.5 | 35198.3 | 17445.9 | 4006948 | 19180.3 | 45145.5 | 202599 | 187320 | 13387.2 | 249385 | 296349 | 64445.2 | 21513.3 | 83746.7 | 338679 | 6238762
2021-06-01 | 375650 | 182516 | 6116.74 | 71929.8 | 34062.8 | 16883.1 | 3877691 | 18561.6 | 43689.2 | 196064 | 181278 | 12955.3 | 241341 | 286789 | 62366.3 | 20819.3 | 81045.2 | 327754 | 6037512
2021-07-01 | 388172 | 188600 | 6320.63 | 74327.5 | 35198.3 | 17445.9 | 4006948 | 19180.3 | 45145.5 | 202599 | 187320 | 13387.2 | 249385 | 296349 | 64445.2 | 21513.3 | 83746.7 | 338679 | 6238762
2021-08-01 | 388172 | 188600 | 6320.63 | 74327.5 | 35198.3 | 17445.9 | 4006948 | 19180.3 | 45145.5 | 202599 | 187320 | 13387.2 | 249385 | 296349 | 64445.2 | 21513.3 | 83746.7 | 338679 | 6238762
2021-09-01 | 380211 | 188217 | 6147.56 | 74150.5 | 34757.3 | 17087.7 | 3960827 | 18749.2 | 45038.1 | 203158 | 192764 | 13136.7 | 248791 | 294133 | 63239.4 | 21243.7 | 82697.8 | 336147 | 6180495
2021-10-01 | 392885 | 194491 | 6352.47 | 76622.2 | 35915.9 | 17657.3 | 4092854 | 19374.2 | 46539.4 | 209930 | 199189 | 13574.6 | 257084 | 303937 | 65347.4 | 21951.8 | 85454.4 | 347352 | 6386512
2021-11-01 | 380211 | 188217 | 6147.56 | 74150.5 | 34757.3 | 17087.7 | 3960827 | 18749.2 | 45038.1 | 203158 | 192764 | 13136.7 | 248791 | 294133 | 63239.4 | 21243.7 | 82697.8 | 336147 | 6180495
2021-12-01 | 392885 | 194491 | 6352.47 | 76622.2 | 35915.9 | 17657.3 | 4092854 | 19374.2 | 46539.4 | 209930 | 199189 | 13574.6 | 257084 | 303937 | 65347.4 | 21951.8 | 85454.4 | 347352 | 6386512
2022-01-01 | 392885 | 194491 | 6352.47 | 76622.2 | 35915.9 | 17657.3 | 4092854 | 19374.2 | 46539.4 | 209930 | 199189 | 13574.6 | 257084 | 303937 | 65347.4 | 21951.8 | 85454.4 | 347352 | 6386512
2022-02-01 | 354864 | 175670 | 5737.72 | 69207.1 | 32440.2 | 15948.5 | 3696771 | 17499.3 | 42035.5 | 189614 | 179913 | 12260.9 | 232205 | 274524 | 59023.5 | 19827.5 | 77184.6 | 313737 | 5768462
2022-03-01 | 392885 | 194491 | 6352.47 | 76622.2 | 35915.9 | 17657.3 | 4092854 | 19374.2 | 46539.4 | 209930 | 199189 | 13574.6 | 257084 | 303937 | 65347.4 | 21951.8 | 85454.4 | 347352 | 6386512
2022-04-01 | 380211 | 188217 | 6147.56 | 74150.5 | 34757.3 | 17087.7 | 3960827 | 18749.2 | 45038.1 | 203158 | 192764 | 13136.7 | 248791 | 294133 | 63239.4 | 21243.7 | 82697.8 | 336147 | 6180495
2022-05-01 | 392885 | 194491 | 6352.47 | 76622.2 | 35915.9 | 17657.3 | 4092854 | 19374.2 | 46539.4 | 209930 | 199189 | 13574.6 | 257084 | 303937 | 65347.4 | 21951.8 | 85454.4 | 347352 | 6386512
2022-06-01 | 380211 | 188217 | 6147.56 | 74150.5 | 34757.3 | 17087.7 | 3960827 | 18749.2 | 45038.1 | 203158 | 192764 | 13136.7 | 248791 | 294133 | 63239.4 | 21243.7 | 82697.8 | 336147 | 6180495
2022-07-01 | 392885 | 194491 | 6352.47 | 76622.2 | 35915.9 | 17657.3 | 4092854 | 19374.2 | 46539.4 | 209930 | 199189 | 13574.6 | 257084 | 303937 | 65347.4 | 21951.8 | 85454.4 | 347352 | 6386512
2022-08-01 | 392885 | 194491 | 6352.47 | 76622.2 | 35915.9 | 17657.3 | 4092854 | 19374.2 | 46539.4 | 209930 | 199189 | 13574.6 | 257084 | 303937 | 65347.4 | 21951.8 | 85454.4 | 347352 | 6386512
2022-09-01 | 384772 | 194003 | 6178.37 | 76371.1 | 35451.8 | 17292.3 | 4043962 | 18936.8 | 46387 | 210251 | 204250 | 13320.6 | 256241 | 301477 | 64124.8 | 21668.1 | 84350.4 | 344540 | 6323577
2022-10-01 | 397598 | 200469 | 6384.32 | 78916.9 | 36633.5 | 17868.7 | 4178760 | 19568 | 47933.2 | 217260 | 211058 | 13764.6 | 264782 | 311526 | 66262.3 | 22390.4 | 87162.1 | 356025 | 6534363
2022-11-01 | 384772 | 194003 | 6178.37 | 76371.1 | 35451.8 | 17292.3 | 4043962 | 18936.8 | 46387 | 210251 | 204250 | 13320.6 | 256241 | 301477 | 64124.8 | 21668.1 | 84350.4 | 344540 | 6323577
2022-12-01 | 397598 | 200469 | 6384.32 | 78916.9 | 36633.5 | 17868.7 | 4178760 | 19568 | 47933.2 | 217260 | 211058 | 13764.6 | 264782 | 311526 | 66262.3 | 22390.4 | 87162.1 | 356025 | 6534363
2023-01-01 | 397598 | 200469 | 6384.32 | 78916.9 | 36633.5 | 17868.7 | 4178760 | 19568 | 47933.2 | 217260 | 211058 | 13764.6 | 264782 | 311526 | 66262.3 | 22390.4 | 87162.1 | 356025 | 6534363
2023-02-01 | 359121 | 181069 | 5766.48 | 71279.7 | 33088.3 | 16139.5 | 3774364 | 17674.4 | 43294.5 | 196235 | 190633 | 12432.6 | 239158 | 281379 | 59849.8 | 20223.6 | 78727 | 321571 | 5902005
2023-03-01 | 397598 | 200469 | 6384.32 | 78916.9 | 36633.5 | 17868.7 | 4178760 | 19568 | 47933.2 | 217260 | 211058 | 13764.6 | 264782 | 311526 | 66262.3 | 22390.4 | 87162.1 | 356025 | 6534363
2023-04-01 | 384772 | 194003 | 6178.37 | 76371.1 | 35451.8 | 17292.3 | 4043962 | 18936.8 | 46387 | 210251 | 204250 | 13320.6 | 256241 | 301477 | 64124.8 | 21668.1 | 84350.4 | 344540 | 6323577
2023-05-01 | 397598 | 200469 | 6384.32 | 78916.9 | 36633.5 | 17868.7 | 4178760 | 19568 | 47933.2 | 217260 | 211058 | 13764.6 | 264782 | 311526 | 66262.3 | 22390.4 | 87162.1 | 356025 | 6534363
2023-06-01 | 384772 | 194003 | 6178.37 | 76371.1 | 35451.8 | 17292.3 | 4043962 | 18936.8 | 46387 | 210251 | 204250 | 13320.6 | 256241 | 301477 | 64124.8 | 21668.1 | 84350.4 | 344540 | 6323577
2023-07-01 | 397598 | 200469 | 6384.32 | 78916.9 | 36633.5 | 17868.7 | 4178760 | 19568 | 47933.2 | 217260 | 211058 | 13764.6 | 264782 | 311526 | 66262.3 | 22390.4 | 87162.1 | 356025 | 6534363
2023-08-01 | 397598 | 200469 | 6384.32 | 78916.9 | 36633.5 | 17868.7 | 4178760 | 19568 | 47933.2 | 217260 | 211058 | 13764.6 | 264782 | 311526 | 66262.3 | 22390.4 | 87162.1 | 356025 | 6534363
2023-09-01 | 389333 | 199872 | 6209.19 | 78591.8 | 36146.3 | 17496.9 | 4127097 | 19124.4 | 47735.8 | 217345 | 215735 | 13507.1 | 263691 | 308821 | 65022.5 | 22092.6 | 86003 | 352933 | 6466758
2023-10-01 | 402311 | 206534 | 6416.16 | 81211.5 | 37351.2 | 18080.1 | 4264667 | 19761.9 | 49327 | 224590 | 222927 | 13957.3 | 272481 | 319115 | 67189.9 | 22829 | 88869.8 | 364698 | 6682316
2023-11-01 | 389333 | 199872 | 6209.19 | 78591.8 | 36146.3 | 17496.9 | 4127097 | 19124.4 | 47735.8 | 217345 | 215735 | 13507.1 | 263691 | 308821 | 65022.5 | 22092.6 | 86003 | 352933 | 6466758
2023-12-01 | 402311 | 206534 | 6416.16 | 81211.5 | 37351.2 | 18080.1 | 4264667 | 19761.9 | 49327 | 224590 | 222927 | 13957.3 | 272481 | 319115 | 67189.9 | 22829 | 88869.8 | 364698 | 6682316
2024-01-01 | 402311 | 206534 | 6416.16 | 81211.5 | 37351.2 | 18080.1 | 4264667 | 19761.9 | 49327 | 224590 | 222927 | 13957.3 | 272481 | 319115 | 67189.9 | 22829 | 88869.8 | 364698 | 6682316
2024-02-01 | 363378 | 186547 | 5795.24 | 73352.4 | 33736.5 | 16330.5 | 3851957 | 17849.5 | 44553.4 | 202855 | 201353 | 12606.6 | 246112 | 288233 | 60687.7 | 20619.7 | 80269.5 | 329405 | 6035640
2024-03-01 | 402311 | 206534 | 6416.16 | 81211.5 | 37351.2 | 18080.1 | 4264667 | 19761.9 | 49327 | 224590 | 222927 | 13957.3 | 272481 | 319115 | 67189.9 | 22829 | 88869.8 | 364698 | 6682316
2024-04-01 | 389333 | 199872 | 6209.19 | 78591.8 | 36146.3 | 17496.9 | 4127097 | 19124.4 | 47735.8 | 217345 | 215735 | 13507.1 | 263691 | 308821 | 65022.5 | 22092.6 | 86003 | 352933 | 6466758
2024-05-01 | 402311 | 206534 | 6416.16 | 81211.5 | 37351.2 | 18080.1 | 4264667 | 19761.9 | 49327 | 224590 | 222927 | 13957.3 | 272481 | 319115 | 67189.9 | 22829 | 88869.8 | 364698 | 6682316
2024-06-01 | 389333 | 199872 | 6209.19 | 78591.8 | 36146.3 | 17496.9 | 4127097 | 19124.4 | 47735.8 | 217345 | 215735 | 13507.1 | 263691 | 308821 | 65022.5 | 22092.6 | 86003 | 352933 | 6466758
2024-07-01 | 402311 | 206534 | 6416.16 | 81211.5 | 37351.2 | 18080.1 | 4264667 | 19761.9 | 49327 | 224590 | 222927 | 13957.3 | 272481 | 319115 | 67189.9 | 22829 | 88869.8 | 364698 | 6682316
2024-08-01 | 402311 | 206534 | 6416.16 | 81211.5 | 37351.2 | 18080.1 | 4264667 | 19761.9 | 49327 | 224590 | 222927 | 13957.3 | 272481 | 319115 | 67189.9 | 22829 | 88869.8 | 364698 | 6682316
2024-09-01 | 393894 | 205824 | 6240 | 80812.5 | 36840.8 | 17701.5 | 4210232 | 19312 | 49084.7 | 224439 | 227221 | 13696.2 | 271142 | 316165 | 65932.8 | 22517 | 87655.6 | 361327 | 6610037
2024-10-01 | 407024 | 212685 | 6448 | 83506.2 | 38068.8 | 18291.6 | 4350573 | 19955.7 | 50720.8 | 231920 | 234795 | 14152.7 | 280180 | 326704 | 68130.6 | 23267.5 | 90577.5 | 373371 | 6830371
2024-11-01 | 393894 | 205824 | 6240 | 80812.5 | 36840.8 | 17701.5 | 4210232 | 19312 | 49084.7 | 224439 | 227221 | 13696.2 | 271142 | 316165 | 65932.8 | 22517 | 87655.6 | 361327 | 6610037
2024-12-01 | 407024 | 212685 | 6448 | 83506.2 | 38068.8 | 18291.6 | 4350573 | 19955.7 | 50720.8 | 231920 | 234795 | 14152.7 | 280180 | 326704 | 68130.6 | 23267.5 | 90577.5 | 373371 | 6830371
2025-01-01 | 407024 | 212685 | 6448 | 83506.2 | 38068.8 | 18291.6 | 4350573 | 19955.7 | 50720.8 | 231920 | 234795 | 14152.7 | 280180 | 326704 | 68130.6 | 23267.5 | 90577.5 | 373371 | 6830371
2025-02-01 | 367635 | 192102 | 5824 | 75425 | 34384.7 | 16521.4 | 3929550 | 18024.5 | 45812.4 | 209476 | 212073 | 12783.1 | 253065 | 295087 | 61537.3 | 21015.8 | 81811.9 | 337238 | 6169368
2025-03-01 | 407024 | 212685 | 6448 | 83506.2 | 38068.8 | 18291.6 | 4350573 | 19955.7 | 50720.8 | 231920 | 234795 | 14152.7 | 280180 | 326704 | 68130.6 | 23267.5 | 90577.5 | 373371 | 6830371
2025-04-01 | 393894 | 205824 | 6240 | 80812.5 | 36840.8 | 17701.5 | 4210232 | 19312 | 49084.7 | 224439 | 227221 | 13696.2 | 271142 | 316165 | 65932.8 | 22517 | 87655.6 | 361327 | 6610037
2025-05-01 | 407024 | 212685 | 6448 | 83506.2 | 38068.8 | 18291.6 | 4350573 | 19955.7 | 50720.8 | 231920 | 234795 | 14152.7 | 280180 | 326704 | 68130.6 | 23267.5 | 90577.5 | 373371 | 6830371
2025-06-01 | 393894 | 205824 | 6240 | 80812.5 | 36840.8 | 17701.5 | 4210232 | 19312 | 49084.7 | 224439 | 227221 | 13696.2 | 271142 | 316165 | 65932.8 | 22517 | 87655.6 | 361327 | 6610037
2025-07-01 | 407024 | 212685 | 6448 | 83506.2 | 38068.8 | 18291.6 | 4350573 | 19955.7 | 50720.8 | 231920 | 234795 | 14152.7 | 280180 | 326704 | 68130.6 | 23267.5 | 90577.5 | 373371 | 6830371
2025-08-01 | 407024 | 212685 | 6448 | 83506.2 | 38068.8 | 18291.6 | 4350573 | 19955.7 | 50720.8 | 231920 | 234795 | 14152.7 | 280180 | 326704 | 68130.6 | 23267.5 | 90577.5 | 373371 | 6830371
2025-09-01 | 398736 | 208354 | 6271.41 | 83386.5 | 37607.7 | 17919.3 | 4302422 | 19509 | 50648 | 232863 | 242591 | 13887.9 | 278268 | 324475 | 66855.9 | 22986.2 | 89480.3 | 370823 | 6767084
2025-10-01 | 412027 | 215299 | 6480.45 | 86166.1 | 38861.3 | 18516.7 | 4445837 | 20159.3 | 52336.3 | 240626 | 250678 | 14350.9 | 287543 | 335290 | 69084.4 | 23752.4 | 92463 | 383184 | 6992654
2025-11-01 | 398736 | 208354 | 6271.41 | 83386.5 | 37607.7 | 17919.3 | 4302422 | 19509 | 50648 | 232863 | 242591 | 13887.9 | 278268 | 324475 | 66855.9 | 22986.2 | 89480.3 | 370823 | 6767084
2025-12-01 | 412027 | 215299 | 6480.45 | 86166.1 | 38861.3 | 18516.7 | 4445837 | 20159.3 | 52336.3 | 240626 | 250678 | 14350.9 | 287543 | 335290 | 69084.4 | 23752.4 | 92463 | 383184 | 6992654
2026-01-01 | 412027 | 215299 | 6480.45 | 86166.1 | 38861.3 | 18516.7 | 4445837 | 20159.3 | 52336.3 | 240626 | 250678 | 14350.9 | 287543 | 335290 | 69084.4 | 23752.4 | 92463 | 383184 | 6992654
2026-02-01 | 372153 | 194464 | 5853.31 | 77827.4 | 35100.5 | 16724.7 | 4015594 | 18208.4 | 47271.5 | 217339 | 226419 | 12962.1 | 259716 | 302843 | 62398.8 | 21453.7 | 83514.9 | 346101 | 6315945
2026-03-01 | 412027 | 215299 | 6480.45 | 86166.1 | 38861.3 | 18516.7 | 4445837 | 20159.3 | 52336.3 | 240626 | 250678 | 14350.9 | 287543 | 335290 | 69084.4 | 23752.4 | 92463 | 383184 | 6992654
2026-04-01 | 398736 | 208354 | 6271.41 | 83386.5 | 37607.7 | 17919.3 | 4302422 | 19509 | 50648 | 232863 | 242591 | 13887.9 | 278268 | 324475 | 66855.9 | 22986.2 | 89480.3 | 370823 | 6767084
2026-05-01 | 412027 | 215299 | 6480.45 | 86166.1 | 38861.3 | 18516.7 | 4445837 | 20159.3 | 52336.3 | 240626 | 250678 | 14350.9 | 287543 | 335290 | 69084.4 | 23752.4 | 92463 | 383184 | 6992654
2026-06-01 | 398736 | 208354 | 6271.41 | 83386.5 | 37607.7 | 17919.3 | 4302422 | 19509 | 50648 | 232863 | 242591 | 13887.9 | 278268 | 324475 | 66855.9 | 22986.2 | 89480.3 | 370823 | 6767084
2026-07-01 | 412027 | 215299 | 6480.45 | 86166.1 | 38861.3 | 18516.7 | 4445837 | 20159.3 | 52336.3 | 240626 | 250678 | 14350.9 | 287543 | 335290 | 69084.4 | 23752.4 | 92463 | 383184 | 6992654
2026-08-01 | 412027 | 215299 | 6480.45 | 86166.1 | 38861.3 | 18516.7 | 4445837 | 20159.3 | 52336.3 | 240626 | 250678 | 14350.9 | 287543 | 335290 | 69084.4 | 23752.4 | 92463 | 383184 | 6992654
2026-09-01 | 403577 | 210884 | 6302.81 | 85960.6 | 38374.6 | 18137.2 | 4394613 | 19705.9 | 52211.4 | 241288 | 257961 | 14082.4 | 285394 | 332784 | 67791.9 | 23455.3 | 91305 | 380319 | 6924147
2026-10-01 | 417030 | 217913 | 6512.91 | 88825.9 | 39653.8 | 18741.7 | 4541100 | 20362.8 | 53951.8 | 249331 | 266560 | 14551.8 | 294907 | 343877 | 70051.6 | 24237.2 | 94348.5 | 392997 | 7154952
2026-11-01 | 403577 | 210884 | 6302.81 | 85960.6 | 38374.6 | 18137.2 | 4394613 | 19705.9 | 52211.4 | 241288 | 257961 | 14082.4 | 285394 | 332784 | 67791.9 | 23455.3 | 91305 | 380319 | 6924147
2026-12-01 | 417030 | 217913 | 6512.91 | 88825.9 | 39653.8 | 18741.7 | 4541100 | 20362.8 | 53951.8 | 249331 | 266560 | 14551.8 | 294907 | 343877 | 70051.6 | 24237.2 | 94348.5 | 392997 | 7154952
2027-01-01 | 417030 | 217913 | 6512.91 | 88825.9 | 39653.8 | 18741.7 | 4541100 | 20362.8 | 53951.8 | 249331 | 266560 | 14551.8 | 294907 | 343877 | 70051.6 | 24237.2 | 94348.5 | 392997 | 7154952
2027-02-01 | 376672 | 196825 | 5882.63 | 80229.9 | 35816.3 | 16928 | 4101639 | 18392.2 | 48730.6 | 225202 | 240764 | 13143.5 | 266367 | 310598 | 63272.4 | 21891.7 | 85218 | 354965 | 6462537
2027-03-01 | 417030 | 217913 | 6512.91 | 88825.9 | 39653.8 | 18741.7 | 4541100 | 20362.8 | 53951.8 | 249331 | 266560 | 14551.8 | 294907 | 343877 | 70051.6 | 24237.2 | 94348.5 | 392997 | 7154952
2027-04-01 | 403577 | 210884 | 6302.81 | 85960.6 | 38374.6 | 18137.2 | 4394613 | 19705.9 | 52211.4 | 241288 | 257961 | 14082.4 | 285394 | 332784 | 67791.9 | 23455.3 | 91305 | 380319 | 6924147
2027-05-01 | 417030 | 217913 | 6512.91 | 88825.9 | 39653.8 | 18741.7 | 4541100 | 20362.8 | 53951.8 | 249331 | 266560 | 14551.8 | 294907 | 343877 | 70051.6 | 24237.2 | 94348.5 | 392997 | 7154952
2027-06-01 | 403577 | 210884 | 6302.81 | 85960.6 | 38374.6 | 18137.2 | 4394613 | 19705.9 | 52211.4 | 241288 | 257961 | 14082.4 | 285394 | 332784 | 67791.9 | 23455.3 | 91305 | 380319 | 6924147
2027-07-01 | 417030 | 217913 | 6512.91 | 88825.9 | 39653.8 | 18741.7 | 4541100 | 20362.8 | 53951.8 | 249331 | 266560 | 14551.8 | 294907 | 343877 | 70051.6 | 24237.2 | 94348.5 | 392997 | 7154952
2027-08-01 | 417030 | 217913 | 6512.91 | 88825.9 | 39653.8 | 18741.7 | 4541100 | 20362.8 | 53951.8 | 249331 | 266560 | 14551.8 | 294907 | 343877 | 70051.6 | 24237.2 | 94348.5 | 392997 | 7154952
2027-09-01 | 408419 | 213414 | 6334.22 | 88534.6 | 39141.6 | 18355 | 4486803 | 19902.9 | 53774.8 | 249713 | 273331 | 14279.5 | 292520 | 341093 | 68741 | 23924.5 | 93129.7 | 389815 | 7081226
2027-10-01 | 422033 | 220528 | 6545.36 | 91485.8 | 40446.3 | 18966.8 | 4636363 | 20566.3 | 55567.3 | 258036 | 282442 | 14755.5 | 302270 | 352463 | 71032.3 | 24722 | 96234 | 402809 | 7317267
2027-11-01 | 408419 | 213414 | 6334.22 | 88534.6 | 39141.6 | 18355 | 4486803 | 19902.9 | 53774.8 | 249713 | 273331 | 14279.5 | 292520 | 341093 | 68741 | 23924.5 | 93129.7 | 389815 | 7081226
2027-12-01 | 422033 | 220528 | 6545.36 | 91485.8 | 40446.3 | 18966.8 | 4636363 | 20566.3 | 55567.3 | 258036 | 282442 | 14755.5 | 302270 | 352463 | 71032.3 | 24722 | 96234 | 402809 | 7317267
2028-01-01 | 422033 | 220528 | 6545.36 | 91485.8 | 40446.3 | 18966.8 | 4636363 | 20566.3 | 55567.3 | 258036 | 282442 | 14755.5 | 302270 | 352463 | 71032.3 | 24722 | 96234 | 402809 | 7317267
2028-02-01 | 381191 | 199186 | 5911.94 | 82632.3 | 36532.1 | 17131.3 | 4187683 | 18576 | 50189.8 | 233065 | 255109 | 13327.6 | 273018 | 318354 | 64158.2 | 22329.6 | 86921 | 363828 | 6609144
2028-03-01 | 422033 | 220528 | 6545.36 | 91485.8 | 40446.3 | 18966.8 | 4636363 | 20566.3 | 55567.3 | 258036 | 282442 | 14755.5 | 302270 | 352463 | 71032.3 | 24722 | 96234 | 402809 | 7317267
2028-04-01 | 408419 | 213414 | 6334.22 | 88534.6 | 39141.6 | 18355 | 4486803 | 19902.9 | 53774.8 | 249713 | 273331 | 14279.5 | 292520 | 341093 | 68741 | 23924.5 | 93129.7 | 389815 | 7081226
2028-05-01 | 422033 | 220528 | 6545.36 | 91485.8 | 40446.3 | 18966.8 | 4636363 | 20566.3 | 55567.3 | 258036 | 282442 | 14755.5 | 302270 | 352463 | 71032.3 | 24722 | 96234 | 402809 | 7317267
2028-06-01 | 408419 | 213414 | 6334.22 | 88534.6 | 39141.6 | 18355 | 4486803 | 19902.9 | 53774.8 | 249713 | 273331 | 14279.5 | 292520 | 341093 | 68741 | 23924.5 | 93129.7 | 389815 | 7081226
2028-07-01 | 422033 | 220528 | 6545.36 | 91485.8 | 40446.3 | 18966.8 | 4636363 | 20566.3 | 55567.3 | 258036 | 282442 | 14755.5 | 302270 | 352463 | 71032.3 | 24722 | 96234 | 402809 | 7317267
2028-08-01 | 422033 | 220528 | 6545.36 | 91485.8 | 40446.3 | 18966.8 | 4636363 | 20566.3 | 55567.3 | 258036 | 282442 | 14755.5 | 302270 | 352463 | 71032.3 | 24722 | 96234 | 402809 | 7317267
2028-09-01 | 413261 | 215944 | 6365.63 | 91108.7 | 39908.5 | 18572.8 | 4578993 | 20099.8 | 55338.1 | 258137 | 288701 | 14479.4 | 299646 | 349403 | 69703.3 | 24393.7 | 94954.4 | 399312 | 7238321
2028-10-01 | 427036 | 223142 | 6577.82 | 94145.7 | 41238.8 | 19191.9 | 4731626 | 20769.8 | 57182.7 | 266742 | 298325 | 14962.1 | 309634 | 361049 | 72026.8 | 25206.8 | 98119.5 | 412622 | 7479598
2028-11-01 | 413261 | 215944 | 6365.63 | 91108.7 | 39908.5 | 18572.8 | 4578993 | 20099.8 | 55338.1 | 258137 | 288701 | 14479.4 | 299646 | 349403 | 69703.3 | 24393.7 | 94954.4 | 399312 | 7238321
2028-12-01 | 427036 | 223142 | 6577.82 | 94145.7 | 41238.8 | 19191.9 | 4731626 | 20769.8 | 57182.7 | 266742 | 298325 | 14962.1 | 309634 | 361049 | 72026.8 | 25206.8 | 98119.5 | 412622 | 7479598
2029-01-01 | 427036 | 223142 | 6577.82 | 94145.7 | 41238.8 | 19191.9 | 4731626 | 20769.8 | 57182.7 | 266742 | 298325 | 14962.1 | 309634 | 361049 | 72026.8 | 25206.8 | 98119.5 | 412622 | 7479598
2029-02-01 | 385710 | 201547 | 5941.25 | 85034.8 | 37247.9 | 17334.6 | 4273727 | 18759.8 | 51648.9 | 240928 | 269455 | 13514.1 | 279669 | 326109 | 65056.4 | 22767.5 | 88624.1 | 372691 | 6755766
2029-03-01 | 427036 | 223142 | 6577.82 | 94145.7 | 41238.8 | 19191.9 | 4731626 | 20769.8 | 57182.7 | 266742 | 298325 | 14962.1 | 309634 | 361049 | 72026.8 | 25206.8 | 98119.5 | 412622 | 7479598
2029-04-01 | 413261 | 215944 | 6365.63 | 91108.7 | 39908.5 | 18572.8 | 4578993 | 20099.8 | 55338.1 | 258137 | 288701 | 14479.4 | 299646 | 349403 | 69703.3 | 24393.7 | 94954.4 | 399312 | 7238321
2029-05-01 | 427036 | 223142 | 6577.82 | 94145.7 | 41238.8 | 19191.9 | 4731626 | 20769.8 | 57182.7 | 266742 | 298325 | 14962.1 | 309634 | 361049 | 72026.8 | 25206.8 | 98119.5 | 412622 | 7479598
2029-06-01 | 413261 | 215944 | 6365.63 | 91108.7 | 39908.5 | 18572.8 | 4578993 | 20099.8 | 55338.1 | 258137 | 288701 | 14479.4 | 299646 | 349403 | 69703.3 | 24393.7 | 94954.4 | 399312 | 7238321
2029-07-01 | 427036 | 223142 | 6577.82 | 94145.7 | 41238.8 | 19191.9 | 4731626 | 20769.8 | 57182.7 | 266742 | 298325 | 14962.1 | 309634 | 361049 | 72026.8 | 25206.8 | 98119.5 | 412622 | 7479598
2029-08-01 | 427036 | 223142 | 6577.82 | 94145.7 | 41238.8 | 19191.9 | 4731626 | 20769.8 | 57182.7 | 266742 | 298325 | 14962.1 | 309634 | 361049 | 72026.8 | 25206.8 | 98119.5 | 412622 | 7479598
2029-09-01 | 418102 | 218474 | 6397.04 | 93682.8 | 40675.4 | 18790.6 | 4671184 | 20296.8 | 56901.5 | 266562 | 304071 | 14682.1 | 306772 | 357712 | 70679.2 | 24862.9 | 96779 | 408808 | 7395432
2029-10-01 | 432039 | 225756 | 6610.27 | 96805.5 | 42031.3 | 19417 | 4826890 | 20973.3 | 58798.2 | 275447 | 314207 | 15171.6 | 316998 | 369636 | 73035.2 | 25691.7 | 100005 | 422435 | 7641946
2029-11-01 | 418102 | 218474 | 6397.04 | 93682.8 | 40675.4 | 18790.6 | 4671184 | 20296.8 | 56901.5 | 266562 | 304071 | 14682.1 | 306772 | 357712 | 70679.2 | 24862.9 | 96779 | 408808 | 7395432
2029-12-01 | 432039 | 225756 | 6610.27 | 96805.5 | 42031.3 | 19417 | 4826890 | 20973.3 | 58798.2 | 275447 | 314207 | 15171.6 | 316998 | 369636 | 73035.2 | 25691.7 | 100005 | 422435 | 7641946
2030-01-01 | 432039 | 225756 | 6610.27 | 96805.5 | 42031.3 | 19417 | 4826890 | 20973.3 | 58798.2 | 275447 | 314207 | 15171.6 | 316998 | 369636 | 73035.2 | 25691.7 | 100005 | 422435 | 7641946
2030-02-01 | 390229 | 203909 | 5970.57 | 87437.2 | 37963.7 | 17537.9 | 4359771 | 18943.6 | 53108.1 | 248791 | 283800 | 13703.3 | 286320 | 333865 | 65967.2 | 23205.4 | 90327.1 | 381554 | 6902403
2030-03-01 | 432039 | 225756 | 6610.27 | 96805.5 | 42031.3 | 19417 | 4826890 | 20973.3 | 58798.2 | 275447 | 314207 | 15171.6 | 316998 | 369636 | 73035.2 | 25691.7 | 100005 | 422435 | 7641946
2030-04-01 | 418102 | 218474 | 6397.04 | 93682.8 | 40675.4 | 18790.6 | 4671184 | 20296.8 | 56901.5 | 266562 | 304071 | 14682.1 | 306772 | 357712 | 70679.2 | 24862.9 | 96779 | 408808 | 7395432
2030-05-01 | 432039 | 225756 | 6610.27 | 96805.5 | 42031.3 | 19417 | 4826890 | 20973.3 | 58798.2 | 275447 | 314207 | 15171.6 | 316998 | 369636 | 73035.2 | 25691.7 | 100005 | 422435 | 7641946
2030-06-01 | 418102 | 218474 | 6397.04 | 93682.8 | 40675.4 | 18790.6 | 4671184 | 20296.8 | 56901.5 | 266562 | 304071 | 14682.1 | 306772 | 357712 | 70679.2 | 24862.9 | 96779 | 408808 | 7395432
2030-07-01 | 432039 | 225756 | 6610.27 | 96805.5 | 42031.3 | 19417 | 4826890 | 20973.3 | 58798.2 | 275447 | 314207 | 15171.6 | 316998 | 369636 | 73035.2 | 25691.7 | 100005 | 422435 | 7641946
2030-08-01 | 432039 | 225756 | 6610.27 | 96805.5 | 42031.3 | 19417 | 4826890 | 20973.3 | 58798.2 | 275447 | 314207 | 15171.6 | 316998 | 369636 | 73035.2 | 25691.7 | 100005 | 422435 | 7641946
2030-09-01 | 422368 | 220702 | 6429.33 | 95633 | 41304.3 | 18982.5 | 4758378 | 20504.2 | 58086.1 | 275054 | 317247 | 14887.7 | 313158 | 363241 | 71668.7 | 25247 | 98275.3 | 415127 | 7536293
2030-10-01 | 436446 | 228059 | 6643.64 | 98820.8 | 42681.1 | 19615.2 | 4916991 | 21187.7 | 60022.3 | 284222 | 327822 | 15384 | 323596 | 375350 | 74057.6 | 26088.5 | 101551 | 428964 | 7787503
2030-11-01 | 422368 | 220702 | 6429.33 | 95633 | 41304.3 | 18982.5 | 4758378 | 20504.2 | 58086.1 | 275054 | 317247 | 14887.7 | 313158 | 363241 | 71668.7 | 25247 | 98275.3 | 415127 | 7536293
2030-12-01 | 436446 | 228059 | 6643.64 | 98820.8 | 42681.1 | 19615.2 | 4916991 | 21187.7 | 60022.3 | 284222 | 327822 | 15384 | 323596 | 375350 | 74057.6 | 26088.5 | 101551 | 428964 | 7787503
2031-01-01 | 436446 | 228059 | 6643.64 | 98820.8 | 42681.1 | 19615.2 | 4916991 | 21187.7 | 60022.3 | 284222 | 327822 | 15384 | 323596 | 375350 | 74057.6 | 26088.5 | 101551 | 428964 | 7787503
2031-02-01 | 394210 | 205989 | 6000.71 | 89257.5 | 38550.7 | 17717 | 4441153 | 19137.3 | 54213.7 | 256717 | 296097 | 13895.2 | 292281 | 339025 | 66890.8 | 23563.8 | 91723.6 | 387452 | 7033874
2031-03-01 | 436446 | 228059 | 6643.64 | 98820.8 | 42681.1 | 19615.2 | 4916991 | 21187.7 | 60022.3 | 284222 | 327822 | 15384 | 323596 | 375350 | 74057.6 | 26088.5 | 101551 | 428964 | 7787503
2031-04-01 | 422368 | 220702 | 6429.33 | 95633 | 41304.3 | 18982.5 | 4758378 | 20504.2 | 58086.1 | 275054 | 317247 | 14887.7 | 313158 | 363241 | 71668.7 | 25247 | 98275.3 | 415127 | 7536293
2031-05-01 | 436446 | 228059 | 6643.64 | 98820.8 | 42681.1 | 19615.2 | 4916991 | 21187.7 | 60022.3 | 284222 | 327822 | 15384 | 323596 | 375350 | 74057.6 | 26088.5 | 101551 | 428964 | 7787503
2031-06-01 | 422368 | 220702 | 6429.33 | 95633 | 41304.3 | 18982.5 | 4758378 | 20504.2 | 58086.1 | 275054 | 317247 | 14887.7 | 313158 | 363241 | 71668.7 | 25247 | 98275.3 | 415127 | 7536293
2031-07-01 | 436446 | 228059 | 6643.64 | 98820.8 | 42681.1 | 19615.2 | 4916991 | 21187.7 | 60022.3 | 284222 | 327822 | 15384 | 323596 | 375350 | 74057.6 | 26088.5 | 101551 | 428964 | 7787503
2031-08-01 | 436446 | 228059 | 6643.64 | 98820.8 | 42681.1 | 19615.2 | 4916991 | 21187.7 | 60022.3 | 284222 | 327822 | 15384 | 323596 | 375350 | 74057.6 | 26088.5 | 101551 | 428964 | 7787503
2031-09-01 | 426633 | 222931 | 6461.63 | 97583.3 | 41933.2 | 19174.3 | 4845572 | 20711.7 | 59270.7 | 283546 | 330423 | 15096.1 | 319544 | 368771 | 72672.1 | 25631.1 | 99771.5 | 421445 | 7677171
2031-10-01 | 440854 | 230362 | 6677.02 | 100836 | 43330.9 | 19813.5 | 5007092 | 21402.1 | 61246.4 | 292997 | 341437 | 15599.3 | 330195 | 381063 | 75094.5 | 26485.4 | 103097 | 435494 | 7933077
2031-11-01 | 426633 | 222931 | 6461.63 | 97583.3 | 41933.2 | 19174.3 | 4845572 | 20711.7 | 59270.7 | 283546 | 330423 | 15096.1 | 319544 | 368771 | 72672.1 | 25631.1 | 99771.5 | 421445 | 7677171
2031-12-01 | 440854 | 230362 | 6677.02 | 100836 | 43330.9 | 19813.5 | 5007092 | 21402.1 | 61246.4 | 292997 | 341437 | 15599.3 | 330195 | 381063 | 75094.5 | 26485.4 | 103097 | 435494 | 7933077
2032-01-01 | 440854 | 230362 | 6677.02 | 100836 | 43330.9 | 19813.5 | 5007092 | 21402.1 | 61246.4 | 292997 | 341437 | 15599.3 | 330195 | 381063 | 75094.5 | 26485.4 | 103097 | 435494 | 7933077
2032-02-01 | 398191 | 208069 | 6030.85 | 91077.8 | 39137.6 | 17896 | 4522534 | 19330.9 | 55319.3 | 264643 | 308395 | 14089.7 | 298241 | 344186 | 67827.2 | 23922.3 | 93120.1 | 393349 | 7165359
2032-03-01 | 440854 | 230362 | 6677.02 | 100836 | 43330.9 | 19813.5 | 5007092 | 21402.1 | 61246.4 | 292997 | 341437 | 15599.3 | 330195 | 381063 | 75094.5 | 26485.4 | 103097 | 435494 | 7933077
2032-04-01 | 426633 | 222931 | 6461.63 | 97583.3 | 41933.2 | 19174.3 | 4845572 | 20711.7 | 59270.7 | 283546 | 330423 | 15096.1 | 319544 | 368771 | 72672.1 | 25631.1 | 99771.5 | 421445 | 7677171
2032-05-01 | 440854 | 230362 | 6677.02 | 100836 | 43330.9 | 19813.5 | 5007092 | 21402.1 | 61246.4 | 292997 | 341437 | 15599.3 | 330195 | 381063 | 75094.5 | 26485.4 | 103097 | 435494 | 7933077
2032-06-01 | 426633 | 222931 | 6461.63 | 97583.3 | 41933.2 | 19174.3 | 4845572 | 20711.7 | 59270.7 | 283546 | 330423 | 15096.1 | 319544 | 368771 | 72672.1 | 25631.1 | 99771.5 | 421445 | 7677171
2032-07-01 | 440854 | 230362 | 6677.02 | 100836 | 43330.9 | 19813.5 | 5007092 | 21402.1 | 61246.4 | 292997 | 341437 | 15599.3 | 330195 | 381063 | 75094.5 | 26485.4 | 103097 | 435494 | 7933077
2032-08-01 | 440854 | 230362 | 6677.02 | 100836 | 43330.9 | 19813.5 | 5007092 | 21402.1 | 61246.4 | 292997 | 341437 | 15599.3 | 330195 | 381063 | 75094.5 | 26485.4 | 103097 | 435494 | 7933077
2032-09-01 | 430898 | 225160 | 6493.93 | 99533.6 | 42562 | 19366.2 | 4932767 | 20919.2 | 60455.3 | 292037 | 343599 | 15307.5 | 325930 | 374300 | 73689.5 | 26015.1 | 101268 | 427764 | 7818066
2032-10-01 | 445261 | 232665 | 6710.39 | 102851 | 43980.8 | 20011.7 | 5097192 | 21616.5 | 62470.5 | 301772 | 355052 | 15817.7 | 336794 | 386777 | 76145.8 | 26882.3 | 104643 | 442023 | 8078668
2032-11-01 | 430898 | 225160 | 6493.93 | 99533.6 | 42562 | 19366.2 | 4932767 | 20919.2 | 60455.3 | 292037 | 343599 | 15307.5 | 325930 | 374300 | 73689.5 | 26015.1 | 101268 | 427764 | 7818066
2032-12-01 | 445261 | 232665 | 6710.39 | 102851 | 43980.8 | 20011.7 | 5097192 | 21616.5 | 62470.5 | 301772 | 355052 | 15817.7 | 336794 | 386777 | 76145.8 | 26882.3 | 104643 | 442023 | 8078668
2033-01-01 | 445261 | 232665 | 6710.39 | 102851 | 43980.8 | 20011.7 | 5097192 | 21616.5 | 62470.5 | 301772 | 355052 | 15817.7 | 336794 | 386777 | 76145.8 | 26882.3 | 104643 | 442023 | 8078668
2033-02-01 | 402172 | 210149 | 6061 | 92898 | 39724.6 | 18075.1 | 4603916 | 19524.5 | 56425 | 272568 | 320692 | 14287 | 304201 | 349347 | 68776.8 | 24280.8 | 94516.5 | 399247 | 7296861
2033-03-01 | 445261 | 232665 | 6710.39 | 102851 | 43980.8 | 20011.7 | 5097192 | 21616.5 | 62470.5 | 301772 | 355052 | 15817.7 | 336794 | 386777 | 76145.8 | 26882.3 | 104643 | 442023 | 8078668
2033-04-01 | 430898 | 225160 | 6493.93 | 99533.6 | 42562 | 19366.2 | 4932767 | 20919.2 | 60455.3 | 292037 | 343599 | 15307.5 | 325930 | 374300 | 73689.5 | 26015.1 | 101268 | 427764 | 7818066
2033-05-01 | 445261 | 232665 | 6710.39 | 102851 | 43980.8 | 20011.7 | 5097192 | 21616.5 | 62470.5 | 301772 | 355052 | 15817.7 | 336794 | 386777 | 76145.8 | 26882.3 | 104643 | 442023 | 8078668
2033-06-01 | 430898 | 225160 | 6493.93 | 99533.6 | 42562 | 19366.2 | 4932767 | 20919.2 | 60455.3 | 292037 | 343599 | 15307.5 | 325930 | 374300 | 73689.5 | 26015.1 | 101268 | 427764 | 7818066
2033-07-01 | 445261 | 232665 | 6710.39 | 102851 | 43980.8 | 20011.7 | 5097192 | 21616.5 | 62470.5 | 301772 | 355052 | 15817.7 | 336794 | 386777 | 76145.8 | 26882.3 | 104643 | 442023 | 8078668
2033-08-01 | 445261 | 232665 | 6710.39 | 102851 | 43980.8 | 20011.7 | 5097192 | 21616.5 | 62470.5 | 301772 | 355052 | 15817.7 | 336794 | 386777 | 76145.8 | 26882.3 | 104643 | 442023 | 8078668
2033-09-01 | 435163 | 227389 | 6526.22 | 101484 | 43190.9 | 19558 | 5019961 | 21126.6 | 61639.9 | 300529 | 356775 | 15521.8 | 332316 | 379829 | 74721.1 | 26399.2 | 102764 | 434083 | 7958978
2033-10-01 | 449669 | 234968 | 6743.76 | 104867 | 44630.6 | 20210 | 5187293 | 21830.8 | 63694.6 | 310547 | 368667 | 16039.2 | 343393 | 392490 | 77211.8 | 27279.2 | 106189 | 448552 | 8224277
2033-11-01 | 435163 | 227389 | 6526.22 | 101484 | 43190.9 | 19558 | 5019961 | 21126.6 | 61639.9 | 300529 | 356775 | 15521.8 | 332316 | 379829 | 74721.1 | 26399.2 | 102764 | 434083 | 7958978
2033-12-01 | 449669 | 234968 | 6743.76 | 104867 | 44630.6 | 20210 | 5187293 | 21830.8 | 63694.6 | 310547 | 368667 | 16039.2 | 343393 | 392490 | 77211.8 | 27279.2 | 106189 | 448552 | 8224277
2034-01-01 | 449669 | 234968 | 6743.76 | 104867 | 44630.6 | 20210 | 5187293 | 21830.8 | 63694.6 | 310547 | 368667 | 16039.2 | 343393 | 392490 | 77211.8 | 27279.2 | 106189 | 448552 | 8224277
2034-02-01 | 406153 | 212229 | 6091.14 | 94718.3 | 40311.5 | 18254.2 | 4685297 | 19718.2 | 57530.6 | 280494 | 332990 | 14487 | 310162 | 354507 | 69739.7 | 24639.3 | 95913 | 405144 | 7428379
2034-03-01 | 449669 | 234968 | 6743.76 | 104867 | 44630.6 | 20210 | 5187293 | 21830.8 | 63694.6 | 310547 | 368667 | 16039.2 | 343393 | 392490 | 77211.8 | 27279.2 | 106189 | 448552 | 8224277
2034-04-01 | 435163 | 227389 | 6526.22 | 101484 | 43190.9 | 19558 | 5019961 | 21126.6 | 61639.9 | 300529 | 356775 | 15521.8 | 332316 | 379829 | 74721.1 | 26399.2 | 102764 | 434083 | 7958978
2034-05-01 | 449669 | 234968 | 6743.76 | 104867 | 44630.6 | 20210 | 5187293 | 21830.8 | 63694.6 | 310547 | 368667 | 16039.2 | 343393 | 392490 | 77211.8 | 27279.2 | 106189 | 448552 | 8224277
2034-06-01 | 435163 | 227389 | 6526.22 | 101484 | 43190.9 | 19558 | 5019961 | 21126.6 | 61639.9 | 300529 | 356775 | 15521.8 | 332316 | 379829 | 74721.1 | 26399.2 | 102764 | 434083 | 7958978
2034-07-01 | 449669 | 234968 | 6743.76 | 104867 | 44630.6 | 20210 | 5187293 | 21830.8 | 63694.6 | 310547 | 368667 | 16039.2 | 343393 | 392490 | 77211.8 | 27279.2 | 106189 | 448552 | 8224277
2034-08-01 | 449669 | 234968 | 6743.76 | 104867 | 44630.6 | 20210 | 5187293 | 21830.8 | 63694.6 | 310547 | 368667 | 16039.2 | 343393 | 392490 | 77211.8 | 27279.2 | 106189 | 448552 | 8224277
2034-09-01 | 439429 | 229617 | 6558.52 | 103434 | 43819.7 | 19749.9 | 5107156 | 21334.1 | 62824.5 | 309021 | 369951 | 15739.1 | 338702 | 385359 | 75767.2 | 26783.3 | 104260 | 440402 | 8099907
2034-10-01 | 454076 | 237271 | 6777.14 | 106882 | 45280.4 | 20408.2 | 5277394 | 22045.2 | 64918.7 | 319322 | 382282 | 16263.7 | 349992 | 398204 | 78292.8 | 27676.1 | 107736 | 455082 | 8369904
2034-11-01 | 439429 | 229617 | 6558.52 | 103434 | 43819.7 | 19749.9 | 5107156 | 21334.1 | 62824.5 | 309021 | 369951 | 15739.1 | 338702 | 385359 | 75767.2 | 26783.3 | 104260 | 440402 | 8099907
2034-12-01 | 454076 | 237271 | 6777.14 | 106882 | 45280.4 | 20408.2 | 5277394 | 22045.2 | 64918.7 | 319322 | 382282 | 16263.7 | 349992 | 398204 | 78292.8 | 27676.1 | 107736 | 455082 | 8369904
2035-01-01 | 454076 | 237271 | 6777.14 | 106882 | 45280.4 | 20408.2 | 5277394 | 22045.2 | 64918.7 | 319322 | 382282 | 16263.7 | 349992 | 398204 | 78292.8 | 27676.1 | 107736 | 455082 | 8369904
2035-02-01 | 410134 | 214310 | 6121.28 | 96538.5 | 40898.4 | 18433.2 | 4766679 | 19911.8 | 58636.2 | 288420 | 345287 | 14689.8 | 316122 | 359668 | 70716.1 | 24997.7 | 97309.5 | 411041 | 7559913
2035-03-01 | 454076 | 237271 | 6777.14 | 106882 | 45280.4 | 20408.2 | 5277394 | 22045.2 | 64918.7 | 319322 | 382282 | 16263.7 | 349992 | 398204 | 78292.8 | 27676.1 | 107736 | 455082 | 8369904
2035-04-01 | 439429 | 229617 | 6558.52 | 103434 | 43819.7 | 19749.9 | 5107156 | 21334.1 | 62824.5 | 309021 | 369951 | 15739.1 | 338702 | 385359 | 75767.2 | 26783.3 | 104260 | 440402 | 8099907
2035-05-01 | 454076 | 237271 | 6777.14 | 106882 | 45280.4 | 20408.2 | 5277394 | 22045.2 | 64918.7 | 319322 | 382282 | 16263.7 | 349992 | 398204 | 78292.8 | 27676.1 | 107736 | 455082 | 8369904
2035-06-01 | 439429 | 229617 | 6558.52 | 103434 | 43819.7 | 19749.9 | 5107156 | 21334.1 | 62824.5 | 309021 | 369951 | 15739.1 | 338702 | 385359 | 75767.2 | 26783.3 | 104260 | 440402 | 8099907
2035-07-01 | 454076 | 237271 | 6777.14 | 106882 | 45280.4 | 20408.2 | 5277394 | 22045.2 | 64918.7 | 319322 | 382282 | 16263.7 | 349992 | 398204 | 78292.8 | 27676.1 | 107736 | 455082 | 8369904
2035-08-01 | 454076 | 237271 | 6777.14 | 106882 | 45280.4 | 20408.2 | 5277394 | 22045.2 | 64918.7 | 319322 | 382282 | 16263.7 | 349992 | 398204 | 78292.8 | 27676.1 | 107736 | 455082 | 8369904
2035-09-01 | 443912 | 231960 | 6591.7 | 105587 | 44496.9 | 19951.3 | 5186076 | 21551.5 | 64132.3 | 315454 | 385981 | 15959.4 | 345753 | 391315 | 76827.9 | 27197.2 | 105872 | 447208 | 8235825
2035-10-01 | 458709 | 239692 | 6811.43 | 109107 | 45980.1 | 20616.3 | 5358945 | 22269.9 | 66270.1 | 325969 | 398847 | 16491.4 | 357278 | 404359 | 79388.9 | 28103.8 | 109401 | 462115 | 8510352
2035-11-01 | 443912 | 231960 | 6591.7 | 105587 | 44496.9 | 19951.3 | 5186076 | 21551.5 | 64132.3 | 315454 | 385981 | 15959.4 | 345753 | 391315 | 76827.9 | 27197.2 | 105872 | 447208 | 8235825
2035-12-01 | 458709 | 239692 | 6811.43 | 109107 | 45980.1 | 20616.3 | 5358945 | 22269.9 | 66270.1 | 325969 | 398847 | 16491.4 | 357278 | 404359 | 79388.9 | 28103.8 | 109401 | 462115 | 8510352
2036-01-01 | 458709 | 239692 | 6811.43 | 109107 | 45980.1 | 20616.3 | 5358945 | 22269.9 | 66270.1 | 325969 | 398847 | 16491.4 | 357278 | 404359 | 79388.9 | 28103.8 | 109401 | 462115 | 8510352
2036-02-01 | 414318 | 216496 | 6152.26 | 98548.1 | 41530.5 | 18621.2 | 4840337 | 20114.7 | 59856.8 | 294423 | 360249 | 14895.5 | 322702 | 365227 | 71706.1 | 25384.1 | 98813.5 | 417394 | 7686770
2036-03-01 | 458709 | 239692 | 6811.43 | 109107 | 45980.1 | 20616.3 | 5358945 | 22269.9 | 66270.1 | 325969 | 398847 | 16491.4 | 357278 | 404359 | 79388.9 | 28103.8 | 109401 | 462115 | 8510352
2036-04-01 | 443912 | 231960 | 6591.7 | 105587 | 44496.9 | 19951.3 | 5186076 | 21551.5 | 64132.3 | 315454 | 385981 | 15959.4 | 345753 | 391315 | 76827.9 | 27197.2 | 105872 | 447208 | 8235825
2036-05-01 | 458709 | 239692 | 6811.43 | 109107 | 45980.1 | 20616.3 | 5358945 | 22269.9 | 66270.1 | 325969 | 398847 | 16491.4 | 357278 | 404359 | 79388.9 | 28103.8 | 109401 | 462115 | 8510352
2036-06-01 | 443912 | 231960 | 6591.7 | 105587 | 44496.9 | 19951.3 | 5186076 | 21551.5 | 64132.3 | 315454 | 385981 | 15959.4 | 345753 | 391315 | 76827.9 | 27197.2 | 105872 | 447208 | 8235825
2036-07-01 | 458709 | 239692 | 6811.43 | 109107 | 45980.1 | 20616.3 | 5358945 | 22269.9 | 66270.1 | 325969 | 398847 | 16491.4 | 357278 | 404359 | 79388.9 | 28103.8 | 109401 | 462115 | 8510352
2036-08-01 | 458709 | 239692 | 6811.43 | 109107 | 45980.1 | 20616.3 | 5358945 | 22269.9 | 66270.1 | 325969 | 398847 | 16491.4 | 357278 | 404359 | 79388.9 | 28103.8 | 109401 | 462115 | 8510352
2036-09-01 | 448395 | 234302 | 6624.89 | 107740 | 45174.1 | 20152.7 | 5264995 | 21768.9 | 65440.1 | 321886 | 402011 | 16182.9 | 352803 | 397272 | 77903.5 | 27611.1 | 107483 | 454015 | 8371761
2036-10-01 | 463341 | 242113 | 6845.72 | 111332 | 46679.9 | 20824.5 | 5440495 | 22494.5 | 67621.5 | 332615 | 415411 | 16722.3 | 364563 | 410514 | 80500.3 | 28531.5 | 111066 | 469149 | 8650819
2036-11-01 | 448395 | 234302 | 6624.89 | 107740 | 45174.1 | 20152.7 | 5264995 | 21768.9 | 65440.1 | 321886 | 402011 | 16182.9 | 352803 | 397272 | 77903.5 | 27611.1 | 107483 | 454015 | 8371761
2036-12-01 | 463341 | 242113 | 6845.72 | 111332 | 46679.9 | 20824.5 | 5440495 | 22494.5 | 67621.5 | 332615 | 415411 | 16722.3 | 364563 | 410514 | 80500.3 | 28531.5 | 111066 | 469149 | 8650819
2037-01-01 | 463341 | 242113 | 6845.72 | 111332 | 46679.9 | 20824.5 | 5440495 | 22494.5 | 67621.5 | 332615 | 415411 | 16722.3 | 364563 | 410514 | 80500.3 | 28531.5 | 111066 | 469149 | 8650819
2037-02-01 | 418502 | 218682 | 6183.23 | 100558 | 42162.5 | 18809.2 | 4913996 | 20317.6 | 61077.4 | 300427 | 375210 | 15104 | 329283 | 370787 | 72710 | 25770.4 | 100317 | 423747 | 7813643
2037-03-01 | 463341 | 242113 | 6845.72 | 111332 | 46679.9 | 20824.5 | 5440495 | 22494.5 | 67621.5 | 332615 | 415411 | 16722.3 | 364563 | 410514 | 80500.3 | 28531.5 | 111066 | 469149 | 8650819
2037-04-01 | 448395 | 234302 | 6624.89 | 107740 | 45174.1 | 20152.7 | 5264995 | 21768.9 | 65440.1 | 321886 | 402011 | 16182.9 | 352803 | 397272 | 77903.5 | 27611.1 | 107483 | 454015 | 8371761
2037-05-01 | 463341 | 242113 | 6845.72 | 111332 | 46679.9 | 20824.5 | 5440495 | 22494.5 | 67621.5 | 332615 | 415411 | 16722.3 | 364563 | 410514 | 80500.3 | 28531.5 | 111066 | 469149 | 8650819
2037-06-01 | 448395 | 234302 | 6624.89 | 107740 | 45174.1 | 20152.7 | 5264995 | 21768.9 | 65440.1 | 321886 | 402011 | 16182.9 | 352803 | 397272 | 77903.5 | 27611.1 | 107483 | 454015 | 8371761
2037-07-01 | 463341 | 242113 | 6845.72 | 111332 | 46679.9 | 20824.5 | 5440495 | 22494.5 | 67621.5 | 332615 | 415411 | 16722.3 | 364563 | 410514 | 80500.3 | 28531.5 | 111066 | 469149 | 8650819
2037-08-01 | 463341 | 242113 | 6845.72 | 111332 | 46679.9 | 20824.5 | 5440495 | 22494.5 | 67621.5 | 332615 | 415411 | 16722.3 | 364563 | 410514 | 80500.3 | 28531.5 | 111066 | 469149 | 8650819
2037-09-01 | 452877 | 236645 | 6658.07 | 109893 | 45851.2 | 20354.1 | 5343915 | 21986.3 | 66747.9 | 328318 | 418041 | 16409.4 | 359854 | 403228 | 78994.2 | 28025.1 | 109094 | 460822 | 8507714
2037-10-01 | 467973 | 244533 | 6880.01 | 113556 | 47379.6 | 21032.6 | 5522046 | 22719.2 | 68972.8 | 339262 | 431976 | 16956.4 | 371849 | 416669 | 81627.3 | 28959.2 | 112731 | 476183 | 8791305
2037-11-01 | 452877 | 236645 | 6658.07 | 109893 | 45851.2 | 20354.1 | 5343915 | 21986.3 | 66747.9 | 328318 | 418041 | 16409.4 | 359854 | 403228 | 78994.2 | 28025.1 | 109094 | 460822 | 8507714
2037-12-01 | 467973 | 244533 | 6880.01 | 113556 | 47379.6 | 21032.6 | 5522046 | 22719.2 | 68972.8 | 339262 | 431976 | 16956.4 | 371849 | 416669 | 81627.3 | 28959.2 | 112731 | 476183 | 8791305
2038-01-01 | 467973 | 244533 | 6880.01 | 113556 | 47379.6 | 21032.6 | 5522046 | 22719.2 | 68972.8 | 339262 | 431976 | 16956.4 | 371849 | 416669 | 81627.3 | 28959.2 | 112731 | 476183 | 8791305
2038-02-01 | 422686 | 220869 | 6214.2 | 102567 | 42794.5 | 18997.2 | 4987654 | 20520.5 | 62298.1 | 306430 | 390171 | 15315.5 | 335863 | 376346 | 73727.9 | 26156.7 | 101822 | 430101 | 7940534
2038-03-01 | 467973 | 244533 | 6880.01 | 113556 | 47379.6 | 21032.6 | 5522046 | 22719.2 | 68972.8 | 339262 | 431976 | 16956.4 | 371849 | 416669 | 81627.3 | 28959.2 | 112731 | 476183 | 8791305
2038-04-01 | 452877 | 236645 | 6658.07 | 109893 | 45851.2 | 20354.1 | 5343915 | 21986.3 | 66747.9 | 328318 | 418041 | 16409.4 | 359854 | 403228 | 78994.2 | 28025.1 | 109094 | 460822 | 8507714
2038-05-01 | 467973 | 244533 | 6880.01 | 113556 | 47379.6 | 21032.6 | 5522046 | 22719.2 | 68972.8 | 339262 | 431976 | 16956.4 | 371849 | 416669 | 81627.3 | 28959.2 | 112731 | 476183 | 8791305
2038-06-01 | 452877 | 236645 | 6658.07 | 109893 | 45851.2 | 20354.1 | 5343915 | 21986.3 | 66747.9 | 328318 | 418041 | 16409.4 | 359854 | 403228 | 78994.2 | 28025.1 | 109094 | 460822 | 8507714
2038-07-01 | 467973 | 244533 | 6880.01 | 113556 | 47379.6 | 21032.6 | 5522046 | 22719.2 | 68972.8 | 339262 | 431976 | 16956.4 | 371849 | 416669 | 81627.3 | 28959.2 | 112731 | 476183 | 8791305
2038-08-01 | 467973 | 244533 | 6880.01 | 113556 | 47379.6 | 21032.6 | 5522046 | 22719.2 | 68972.8 | 339262 | 431976 | 16956.4 | 371849 | 416669 | 81627.3 | 28959.2 | 112731 | 476183 | 8791305
2038-09-01 | 457360 | 238987 | 6691.26 | 112046 | 46528.4 | 20555.5 | 5422835 | 22203.7 | 68055.7 | 334751 | 434071 | 16639.2 | 366904 | 409184 | 80100.1 | 28439 | 110706 | 467629 | 8643687
2038-10-01 | 472606 | 246954 | 6914.3 | 115781 | 48079.4 | 21240.7 | 5603596 | 22943.8 | 70324.2 | 345909 | 448540 | 17193.8 | 379134 | 422824 | 82770.1 | 29386.9 | 114396 | 483216 | 8931810
2038-11-01 | 457360 | 238987 | 6691.26 | 112046 | 46528.4 | 20555.5 | 5422835 | 22203.7 | 68055.7 | 334751 | 434071 | 16639.2 | 366904 | 409184 | 80100.1 | 28439 | 110706 | 467629 | 8643687
2038-12-01 | 472606 | 246954 | 6914.3 | 115781 | 48079.4 | 21240.7 | 5603596 | 22943.8 | 70324.2 | 345909 | 448540 | 17193.8 | 379134 | 422824 | 82770.1 | 29386.9 | 114396 | 483216 | 8931810
2039-01-01 | 472606 | 246954 | 6914.3 | 115781 | 48079.4 | 21240.7 | 5603596 | 22943.8 | 70324.2 | 345909 | 448540 | 17193.8 | 379134 | 422824 | 82770.1 | 29386.9 | 114396 | 483216 | 8931810
2039-02-01 | 426870 | 223055 | 6245.18 | 104577 | 43426.5 | 19185.2 | 5061313 | 20723.5 | 63518.7 | 312434 | 405133 | 15529.9 | 342444 | 381905 | 74760.1 | 26543 | 103326 | 436454 | 8067441
2039-03-01 | 472606 | 246954 | 6914.3 | 115781 | 48079.4 | 21240.7 | 5603596 | 22943.8 | 70324.2 | 345909 | 448540 | 17193.8 | 379134 | 422824 | 82770.1 | 29386.9 | 114396 | 483216 | 8931810
2039-04-01 | 457360 | 238987 | 6691.26 | 112046 | 46528.4 | 20555.5 | 5422835 | 22203.7 | 68055.7 | 334751 | 434071 | 16639.2 | 366904 | 409184 | 80100.1 | 28439 | 110706 | 467629 | 8643687
2039-05-01 | 472606 | 246954 | 6914.3 | 115781 | 48079.4 | 21240.7 | 5603596 | 22943.8 | 70324.2 | 345909 | 448540 | 17193.8 | 379134 | 422824 | 82770.1 | 29386.9 | 114396 | 483216 | 8931810
2039-06-01 | 457360 | 238987 | 6691.26 | 112046 | 46528.4 | 20555.5 | 5422835 | 22203.7 | 68055.7 | 334751 | 434071 | 16639.2 | 366904 | 409184 | 80100.1 | 28439 | 110706 | 467629 | 8643687
2039-07-01 | 472606 | 246954 | 6914.3 | 115781 | 48079.4 | 21240.7 | 5603596 | 22943.8 | 70324.2 | 345909 | 448540 | 17193.8 | 379134 | 422824 | 82770.1 | 29386.9 | 114396 | 483216 | 8931810
2039-08-01 | 472606 | 246954 | 6914.3 | 115781 | 48079.4 | 21240.7 | 5603596 | 22943.8 | 70324.2 | 345909 | 448540 | 17193.8 | 379134 | 422824 | 82770.1 | 29386.9 | 114396 | 483216 | 8931810
2039-09-01 | 461843 | 241330 | 6724.44 | 114199 | 47205.6 | 20757 | 5501755 | 22421.1 | 69363.5 | 341183 | 450101 | 16872.1 | 373955 | 415141 | 81221.5 | 28852.9 | 112317 | 474436 | 8779678
2039-10-01 | 477238 | 249374 | 6948.59 | 118006 | 48779.1 | 21448.9 | 5685147 | 23168.5 | 71675.6 | 352556 | 465104 | 17434.5 | 386420 | 428979 | 83928.9 | 29814.7 | 116061 | 490250 | 9072334
2039-11-01 | 461843 | 241330 | 6724.44 | 114199 | 47205.6 | 20757 | 5501755 | 22421.1 | 69363.5 | 341183 | 450101 | 16872.1 | 373955 | 415141 | 81221.5 | 28852.9 | 112317 | 474436 | 8779678
2039-12-01 | 477238 | 249374 | 6948.59 | 118006 | 48779.1 | 21448.9 | 5685147 | 23168.5 | 71675.6 | 352556 | 465104 | 17434.5 | 386420 | 428979 | 83928.9 | 29814.7 | 116061 | 490250 | 9072334
2040-01-01 | 477238 | 249374 | 6948.59 | 118006 | 48779.1 | 21448.9 | 5685147 | 23168.5 | 71675.6 | 352556 | 465104 | 17434.5 | 386420 | 428979 | 83928.9 | 29814.7 | 116061 | 490250 | 9072334
2040-02-01 | 431054 | 225241 | 6276.15 | 106586 | 44058.5 | 19373.2 | 5134971 | 20926.4 | 64739.3 | 318437 | 420094 | 15747.3 | 349024 | 387465 | 75806.7 | 26929.4 | 104830 | 442807 | 8194366
2040-03-01 | 477238 | 249374 | 6948.59 | 118006 | 48779.1 | 21448.9 | 5685147 | 23168.5 | 71675.6 | 352556 | 465104 | 17434.5 | 386420 | 428979 | 83928.9 | 29814.7 | 116061 | 490250 | 9072334
2040-04-01 | 461843 | 241330 | 6724.44 | 114199 | 47205.6 | 20757 | 5501755 | 22421.1 | 69363.5 | 341183 | 450101 | 16872.1 | 373955 | 415141 | 81221.5 | 28852.9 | 112317 | 474436 | 8779678
2040-05-01 | 477238 | 249374 | 6948.59 | 118006 | 48779.1 | 21448.9 | 5685147 | 23168.5 | 71675.6 | 352556 | 465104 | 17434.5 | 386420 | 428979 | 83928.9 | 29814.7 | 116061 | 490250 | 9072334
2040-06-01 | 461843 | 241330 | 6724.44 | 114199 | 47205.6 | 20757 | 5501755 | 22421.1 | 69363.5 | 341183 | 450101 | 16872.1 | 373955 | 415141 | 81221.5 | 28852.9 | 112317 | 474436 | 8779678
2040-07-01 | 477238 | 249374 | 6948.59 | 118006 | 48779.1 | 21448.9 | 5685147 | 23168.5 | 71675.6 | 352556 | 465104 | 17434.5 | 386420 | 428979 | 83928.9 | 29814.7 | 116061 | 490250 | 9072334
2040-08-01 | 477238 | 249374 | 6948.59 | 118006 | 48779.1 | 21448.9 | 5685147 | 23168.5 | 71675.6 | 352556 | 465104 | 17434.5 | 386420 | 428979 | 83928.9 | 29814.7 | 116061 | 490250 | 9072334
2040-09-01 | 465598 | 243292 | 6758.52 | 115965 | 47687.2 | 20925.6 | 5557881 | 22603.4 | 70435.5 | 346456 | 459470 | 17108.3 | 379735 | 419376 | 82358.6 | 29147.4 | 113463 | 479276 | 8877536
2040-10-01 | 481118 | 251401 | 6983.8 | 119830 | 49276.8 | 21623.1 | 5743144 | 23356.9 | 72783.4 | 358005 | 474786 | 17678.6 | 392393 | 433355 | 85103.9 | 30119 | 117245 | 495252 | 9173454
2040-11-01 | 465598 | 243292 | 6758.52 | 115965 | 47687.2 | 20925.6 | 5557881 | 22603.4 | 70435.5 | 346456 | 459470 | 17108.3 | 379735 | 419376 | 82358.6 | 29147.4 | 113463 | 479276 | 8877536
2040-12-01 | 481118 | 251401 | 6983.8 | 119830 | 49276.8 | 21623.1 | 5743144 | 23356.9 | 72783.4 | 358005 | 474786 | 17678.6 | 392393 | 433355 | 85103.9 | 30119 | 117245 | 495252 | 9173454
2041-01-01 | 481118 | 251401 | 6983.8 | 119830 | 49276.8 | 21623.1 | 5743144 | 23356.9 | 72783.4 | 358005 | 474786 | 17678.6 | 392393 | 433355 | 85103.9 | 30119 | 117245 | 495252 | 9173454
2041-02-01 | 434558 | 227072 | 6307.95 | 108234 | 44508.1 | 19530.5 | 5187356 | 21096.5 | 65739.8 | 323359 | 428839 | 15967.8 | 354419 | 391417 | 76868 | 27204.3 | 105899 | 447324 | 8285700
2041-03-01 | 481118 | 251401 | 6983.8 | 119830 | 49276.8 | 21623.1 | 5743144 | 23356.9 | 72783.4 | 358005 | 474786 | 17678.6 | 392393 | 433355 | 85103.9 | 30119 | 117245 | 495252 | 9173454
2041-04-01 | 465598 | 243292 | 6758.52 | 115965 | 47687.2 | 20925.6 | 5557881 | 22603.4 | 70435.5 | 346456 | 459470 | 17108.3 | 379735 | 419376 | 82358.6 | 29147.4 | 113463 | 479276 | 8877536
2041-05-01 | 481118 | 251401 | 6983.8 | 119830 | 49276.8 | 21623.1 | 5743144 | 23356.9 | 72783.4 | 358005 | 474786 | 17678.6 | 392393 | 433355 | 85103.9 | 30119 | 117245 | 495252 | 9173454
2041-06-01 | 465598 | 243292 | 6758.52 | 115965 | 47687.2 | 20925.6 | 5557881 | 22603.4 | 70435.5 | 346456 | 459470 | 17108.3 | 379735 | 419376 | 82358.6 | 29147.4 | 113463 | 479276 | 8877536
2041-07-01 | 481118 | 251401 | 6983.8 | 119830 | 49276.8 | 21623.1 | 5743144 | 23356.9 | 72783.4 | 358005 | 474786 | 17678.6 | 392393 | 433355 | 85103.9 | 30119 | 117245 | 495252 | 9173454
2041-08-01 | 481118 | 251401 | 6983.8 | 119830 | 49276.8 | 21623.1 | 5743144 | 23356.9 | 72783.4 | 358005 | 474786 | 17678.6 | 392393 | 433355 | 85103.9 | 30119 | 117245 | 495252 | 9173454
2041-09-01 | 469352 | 245254 | 6792.59 | 117730 | 48168.9 | 21094.2 | 5614007 | 22785.8 | 71507.6 | 351730 | 468840 | 17347.8 | 385515 | 423611 | 83511.6 | 29442 | 114609 | 484116 | 8975414
2041-10-01 | 484997 | 253429 | 7019.01 | 121654 | 49774.5 | 21797.3 | 5801141 | 23545.3 | 73891.2 | 363454 | 484468 | 17926.1 | 398366 | 437731 | 86295.4 | 30423.4 | 118429 | 500254 | 9274594
2041-11-01 | 469352 | 245254 | 6792.59 | 117730 | 48168.9 | 21094.2 | 5614007 | 22785.8 | 71507.6 | 351730 | 468840 | 17347.8 | 385515 | 423611 | 83511.6 | 29442 | 114609 | 484116 | 8975414
2041-12-01 | 484997 | 253429 | 7019.01 | 121654 | 49774.5 | 21797.3 | 5801141 | 23545.3 | 73891.2 | 363454 | 484468 | 17926.1 | 398366 | 437731 | 86295.4 | 30423.4 | 118429 | 500254 | 9274594
2042-01-01 | 484997 | 253429 | 7019.01 | 121654 | 49774.5 | 21797.3 | 5801141 | 23545.3 | 73891.2 | 363454 | 484468 | 17926.1 | 398366 | 437731 | 86295.4 | 30423.4 | 118429 | 500254 | 9274594
2042-02-01 | 438062 | 228903 | 6339.75 | 109881 | 44957.7 | 19687.9 | 5239740 | 21266.7 | 66740.4 | 328281 | 437584 | 16191.3 | 359814 | 395370 | 77944.2 | 27479.2 | 106968 | 451842 | 8377053
2042-03-01 | 484997 | 253429 | 7019.01 | 121654 | 49774.5 | 21797.3 | 5801141 | 23545.3 | 73891.2 | 363454 | 484468 | 17926.1 | 398366 | 437731 | 86295.4 | 30423.4 | 118429 | 500254 | 9274594
2042-04-01 | 469352 | 245254 | 6792.59 | 117730 | 48168.9 | 21094.2 | 5614007 | 22785.8 | 71507.6 | 351730 | 468840 | 17347.8 | 385515 | 423611 | 83511.6 | 29442 | 114609 | 484116 | 8975414
2042-05-01 | 484997 | 253429 | 7019.01 | 121654 | 49774.5 | 21797.3 | 5801141 | 23545.3 | 73891.2 | 363454 | 484468 | 17926.1 | 398366 | 437731 | 86295.4 | 30423.4 | 118429 | 500254 | 9274594
2042-06-01 | 469352 | 245254 | 6792.59 | 117730 | 48168.9 | 21094.2 | 5614007 | 22785.8 | 71507.6 | 351730 | 468840 | 17347.8 | 385515 | 423611 | 83511.6 | 29442 | 114609 | 484116 | 8975414
2042-07-01 | 484997 | 253429 | 7019.01 | 121654 | 49774.5 | 21797.3 | 5801141 | 23545.3 | 73891.2 | 363454 | 484468 | 17926.1 | 398366 | 437731 | 86295.4 | 30423.4 | 118429 | 500254 | 9274594
2042-08-01 | 484997 | 253429 | 7019.01 | 121654 | 49774.5 | 21797.3 | 5801141 | 23545.3 | 73891.2 | 363454 | 484468 | 17926.1 | 398366 | 437731 | 86295.4 | 30423.4 | 118429 | 500254 | 9274594
2042-09-01 | 473107 | 247215 | 6826.67 | 119495 | 48650.6 | 21262.8 | 5670133 | 22968.1 | 72579.6 | 357003 | 478209 | 17590.7 | 391296 | 427846 | 84680.8 | 29736.6 | 115754 | 488957 | 9073311
2042-10-01 | 488877 | 255456 | 7054.22 | 123478 | 50272.3 | 21971.5 | 5859138 | 23733.7 | 74998.9 | 368903 | 494150 | 18177.1 | 404339 | 442108 | 87503.5 | 30727.8 | 119613 | 505255 | 9375754
2042-11-01 | 473107 | 247215 | 6826.67 | 119495 | 48650.6 | 21262.8 | 5670133 | 22968.1 | 72579.6 | 357003 | 478209 | 17590.7 | 391296 | 427846 | 84680.8 | 29736.6 | 115754 | 488957 | 9073311
2042-12-01 | 488877 | 255456 | 7054.22 | 123478 | 50272.3 | 21971.5 | 5859138 | 23733.7 | 74998.9 | 368903 | 494150 | 18177.1 | 404339 | 442108 | 87503.5 | 30727.8 | 119613 | 505255 | 9375754
2043-01-01 | 488877 | 255456 | 7054.22 | 123478 | 50272.3 | 21971.5 | 5859138 | 23733.7 | 74998.9 | 368903 | 494150 | 18177.1 | 404339 | 442108 | 87503.5 | 30727.8 | 119613 | 505255 | 9375754
2043-02-01 | 441566 | 230734 | 6371.56 | 111529 | 45407.2 | 19845.3 | 5292124 | 21436.9 | 67741 | 333203 | 446329 | 16418 | 365209 | 399323 | 79035.4 | 27754.1 | 108037 | 456360 | 8468423
2043-03-01 | 488877 | 255456 | 7054.22 | 123478 | 50272.3 | 21971.5 | 5859138 | 23733.7 | 74998.9 | 368903 | 494150 | 18177.1 | 404339 | 442108 | 87503.5 | 30727.8 | 119613 | 505255 | 9375754
2043-04-01 | 473107 | 247215 | 6826.67 | 119495 | 48650.6 | 21262.8 | 5670133 | 22968.1 | 72579.6 | 357003 | 478209 | 17590.7 | 391296 | 427846 | 84680.8 | 29736.6 | 115754 | 488957 | 9073311
2043-05-01 | 488877 | 255456 | 7054.22 | 123478 | 50272.3 | 21971.5 | 5859138 | 23733.7 | 74998.9 | 368903 | 494150 | 18177.1 | 404339 | 442108 | 87503.5 | 30727.8 | 119613 | 505255 | 9375754
2043-06-01 | 473107 | 247215 | 6826.67 | 119495 | 48650.6 | 21262.8 | 5670133 | 22968.1 | 72579.6 | 357003 | 478209 | 17590.7 | 391296 | 427846 | 84680.8 | 29736.6 | 115754 | 488957 | 9073311
2043-07-01 | 488877 | 255456 | 7054.22 | 123478 | 50272.3 | 21971.5 | 5859138 | 23733.7 | 74998.9 | 368903 | 494150 | 18177.1 | 404339 | 442108 | 87503.5 | 30727.8 | 119613 | 505255 | 9375754
2043-08-01 | 488877 | 255456 | 7054.22 | 123478 | 50272.3 | 21971.5 | 5859138 | 23733.7 | 74998.9 | 368903 | 494150 | 18177.1 | 404339 | 442108 | 87503.5 | 30727.8 | 119613 | 505255 | 9375754
2043-09-01 | 476861 | 249177 | 6860.74 | 121260 | 49132.3 | 21431.4 | 5726259 | 23150.5 | 73651.7 | 362276 | 487579 | 17837 | 397076 | 432081 | 85866.3 | 30031.1 | 116900 | 493797 | 9171227
2043-10-01 | 492756 | 257483 | 7089.43 | 125302 | 50770 | 22145.8 | 5917134 | 23922.1 | 76106.7 | 374352 | 503831 | 18431.5 | 410312 | 446484 | 88728.5 | 31032.1 | 120797 | 510257 | 9476935
2043-11-01 | 476861 | 249177 | 6860.74 | 121260 | 49132.3 | 21431.4 | 5726259 | 23150.5 | 73651.7 | 362276 | 487579 | 17837 | 397076 | 432081 | 85866.3 | 30031.1 | 116900 | 493797 | 9171227
2043-12-01 | 492756 | 257483 | 7089.43 | 125302 | 50770 | 22145.8 | 5917134 | 23922.1 | 76106.7 | 374352 | 503831 | 18431.5 | 410312 | 446484 | 88728.5 | 31032.1 | 120797 | 510257 | 9476935
2044-01-01 | 492756 | 257483 | 7089.43 | 125302 | 50770 | 22145.8 | 5917134 | 23922.1 | 76106.7 | 374352 | 503831 | 18431.5 | 410312 | 446484 | 88728.5 | 31032.1 | 120797 | 510257 | 9476935
2044-02-01 | 445070 | 232565 | 6403.36 | 113176 | 45856.8 | 20002.6 | 5344509 | 21607.1 | 68741.5 | 338124 | 455073 | 16647.8 | 370604 | 403276 | 80141.9 | 28029 | 109107 | 460877 | 8559812
2044-03-01 | 492756 | 257483 | 7089.43 | 125302 | 50770 | 22145.8 | 5917134 | 23922.1 | 76106.7 | 374352 | 503831 | 18431.5 | 410312 | 446484 | 88728.5 | 31032.1 | 120797 | 510257 | 9476935
2044-04-01 | 476861 | 249177 | 6860.74 | 121260 | 49132.3 | 21431.4 | 5726259 | 23150.5 | 73651.7 | 362276 | 487579 | 17837 | 397076 | 432081 | 85866.3 | 30031.1 | 116900 | 493797 | 9171227
2044-05-01 | 492756 | 257483 | 7089.43 | 125302 | 50770 | 22145.8 | 5917134 | 23922.1 | 76106.7 | 374352 | 503831 | 18431.5 | 410312 | 446484 | 88728.5 | 31032.1 | 120797 | 510257 | 9476935
2044-06-01 | 476861 | 249177 | 6860.74 | 121260 | 49132.3 | 21431.4 | 5726259 | 23150.5 | 73651.7 | 362276 | 487579 | 17837 | 397076 | 432081 | 85866.3 | 30031.1 | 116900 | 493797 | 9171227
2044-07-01 | 492756 | 257483 | 7089.43 | 125302 | 50770 | 22145.8 | 5917134 | 23922.1 | 76106.7 | 374352 | 503831 | 18431.5 | 410312 | 446484 | 88728.5 | 31032.1 | 120797 | 510257 | 9476935
2044-08-01 | 492756 | 257483 | 7089.43 | 125302 | 50770 | 22145.8 | 5917134 | 23922.1 | 76106.7 | 374352 | 503831 | 18431.5 | 410312 | 446484 | 88728.5 | 31032.1 | 120797 | 510257 | 9476935
2044-09-01 | 480616 | 251139 | 6894.81 | 123025 | 49613.9 | 21600 | 5782385 | 23332.8 | 74723.7 | 367549 | 496948 | 18086.7 | 402856 | 436316 | 87068.5 | 30325.7 | 118046 | 498637 | 9269164
2044-10-01 | 496636 | 259510 | 7124.64 | 127126 | 51267.7 | 22320 | 5975131 | 24110.6 | 77214.5 | 379801 | 513513 | 18689.6 | 416285 | 450860 | 89970.7 | 31336.5 | 121981 | 515259 | 9578136
2044-11-01 | 480616 | 251139 | 6894.81 | 123025 | 49613.9 | 21600 | 5782385 | 23332.8 | 74723.7 | 367549 | 496948 | 18086.7 | 402856 | 436316 | 87068.5 | 30325.7 | 118046 | 498637 | 9269164
2044-12-01 | 496636 | 259510 | 7124.64 | 127126 | 51267.7 | 22320 | 5975131 | 24110.6 | 77214.5 | 379801 | 513513 | 18689.6 | 416285 | 450860 | 89970.7 | 31336.5 | 121981 | 515259 | 9578136
2045-01-01 | 496636 | 259510 | 7124.64 | 127126 | 51267.7 | 22320 | 5975131 | 24110.6 | 77214.5 | 379801 | 513513 | 18689.6 | 416285 | 450860 | 89970.7 | 31336.5 | 121981 | 515259 | 9578136
2045-02-01 | 448574 | 234396 | 6435.16 | 114824 | 46306.3 | 20160 | 5396893 | 21777.3 | 69742.1 | 343046 | 463818 | 16880.9 | 375999 | 407228 | 81263.9 | 28303.9 | 110176 | 465395 | 8651220
2045-03-01 | 496636 | 259510 | 7124.64 | 127126 | 51267.7 | 22320 | 5975131 | 24110.6 | 77214.5 | 379801 | 513513 | 18689.6 | 416285 | 450860 | 89970.7 | 31336.5 | 121981 | 515259 | 9578136
2045-04-01 | 480616 | 251139 | 6894.81 | 123025 | 49613.9 | 21600 | 5782385 | 23332.8 | 74723.7 | 367549 | 496948 | 18086.7 | 402856 | 436316 | 87068.5 | 30325.7 | 118046 | 498637 | 9269164
2045-05-01 | 496636 | 259510 | 7124.64 | 127126 | 51267.7 | 22320 | 5975131 | 24110.6 | 77214.5 | 379801 | 513513 | 18689.6 | 416285 | 450860 | 89970.7 | 31336.5 | 121981 | 515259 | 9578136
2045-06-01 | 480616 | 251139 | 6894.81 | 123025 | 49613.9 | 21600 | 5782385 | 23332.8 | 74723.7 | 367549 | 496948 | 18086.7 | 402856 | 436316 | 87068.5 | 30325.7 | 118046 | 498637 | 9269164
2045-07-01 | 496636 | 259510 | 7124.64 | 127126 | 51267.7 | 22320 | 5975131 | 24110.6 | 77214.5 | 379801 | 513513 | 18689.6 | 416285 | 450860 | 89970.7 | 31336.5 | 121981 | 515259 | 9578136
2045-08-01 | 496636 | 259510 | 7124.64 | 127126 | 51267.7 | 22320 | 5975131 | 24110.6 | 77214.5 | 379801 | 513513 | 18689.6 | 416285 | 450860 | 89970.7 | 31336.5 | 121981 | 515259 | 9578136
2045-09-01 | 484522 | 253180 | 6929.48 | 124281 | 50120.2 | 21775.4 | 5841399 | 23522.1 | 75486 | 371300 | 507293 | 18339.9 | 406966 | 440768 | 88287.4 | 30635.1 | 119250 | 503725 | 9367779
2045-10-01 | 500673 | 261620 | 7160.46 | 128423 | 51790.9 | 22501.3 | 6036113 | 24306.2 | 78002.2 | 383676 | 524202 | 18951.2 | 420531 | 455460 | 91230.3 | 31656.3 | 123225 | 520515 | 9680039
2045-11-01 | 484522 | 253180 | 6929.48 | 124281 | 50120.2 | 21775.4 | 5841399 | 23522.1 | 75486 | 371300 | 507293 | 18339.9 | 406966 | 440768 | 88287.4 | 30635.1 | 119250 | 503725 | 9367779
2045-12-01 | 500673 | 261620 | 7160.46 | 128423 | 51790.9 | 22501.3 | 6036113 | 24306.2 | 78002.2 | 383676 | 524202 | 18951.2 | 420531 | 455460 | 91230.3 | 31656.3 | 123225 | 520515 | 9680039
2046-01-01 | 500673 | 261620 | 7160.46 | 128423 | 51790.9 | 22501.3 | 6036113 | 24306.2 | 78002.2 | 383676 | 524202 | 18951.2 | 420531 | 455460 | 91230.3 | 31656.3 | 123225 | 520515 | 9680039
2046-02-01 | 452221 | 236302 | 6467.52 | 115995 | 46778.9 | 20323.7 | 5451973 | 21954 | 70453.6 | 346546 | 473473 | 17117.2 | 379835 | 411383 | 82401.6 | 28592.8 | 111300 | 470143 | 8743261
2046-03-01 | 500673 | 261620 | 7160.46 | 128423 | 51790.9 | 22501.3 | 6036113 | 24306.2 | 78002.2 | 383676 | 524202 | 18951.2 | 420531 | 455460 | 91230.3 | 31656.3 | 123225 | 520515 | 9680039
2046-04-01 | 484522 | 253180 | 6929.48 | 124281 | 50120.2 | 21775.4 | 5841399 | 23522.1 | 75486 | 371300 | 507293 | 18339.9 | 406966 | 440768 | 88287.4 | 30635.1 | 119250 | 503725 | 9367779
2046-05-01 | 500673 | 261620 | 7160.46 | 128423 | 51790.9 | 22501.3 | 6036113 | 24306.2 | 78002.2 | 383676 | 524202 | 18951.2 | 420531 | 455460 | 91230.3 | 31656.3 | 123225 | 520515 | 9680039
2046-06-01 | 484522 | 253180 | 6929.48 | 124281 | 50120.2 | 21775.4 | 5841399 | 23522.1 | 75486 | 371300 | 507293 | 18339.9 | 406966 | 440768 | 88287.4 | 30635.1 | 119250 | 503725 | 9367779
2046-07-01 | 500673 | 261620 | 7160.46 | 128423 | 51790.9 | 22501.3 | 6036113 | 24306.2 | 78002.2 | 383676 | 524202 | 18951.2 | 420531 | 455460 | 91230.3 | 31656.3 | 123225 | 520515 | 9680039
2046-08-01 | 500673 | 261620 | 7160.46 | 128423 | 51790.9 | 22501.3 | 6036113 | 24306.2 | 78002.2 | 383676 | 524202 | 18951.2 | 420531 | 455460 | 91230.3 | 31656.3 | 123225 | 520515 | 9680039
2046-09-01 | 488429 | 255222 | 6964.15 | 125536 | 50626.5 | 21950.9 | 5900414 | 23711.5 | 76248.4 | 375050 | 517637 | 18596.7 | 411076 | 445220 | 89523.4 | 30944.6 | 120455 | 508812 | 9466415
2046-10-01 | 504710 | 263729 | 7196.29 | 129720 | 52314 | 22682.6 | 6097094 | 24501.9 | 78790 | 387552 | 534892 | 19216.5 | 424778 | 460060 | 92507.6 | 31976.1 | 124470 | 525772 | 9781962
2046-11-01 | 488429 | 255222 | 6964.15 | 125536 | 50626.5 | 21950.9 | 5900414 | 23711.5 | 76248.4 | 375050 | 517637 | 18596.7 | 411076 | 445220 | 89523.4 | 30944.6 | 120455 | 508812 | 9466415
2046-12-01 | 504710 | 263729 | 7196.29 | 129720 | 52314 | 22682.6 | 6097094 | 24501.9 | 78790 | 387552 | 534892 | 19216.5 | 424778 | 460060 | 92507.6 | 31976.1 | 124470 | 525772 | 9781962
2047-01-01 | 504710 | 263729 | 7196.29 | 129720 | 52314 | 22682.6 | 6097094 | 24501.9 | 78790 | 387552 | 534892 | 19216.5 | 424778 | 460060 | 92507.6 | 31976.1 | 124470 | 525772 | 9781962
2047-02-01 | 455867 | 238207 | 6499.87 | 117167 | 47251.4 | 20487.5 | 5507053 | 22130.7 | 71165.2 | 350047 | 483128 | 17356.9 | 383671 | 415538 | 83555.2 | 28881.6 | 112425 | 474891 | 8835321
2047-03-01 | 504710 | 263729 | 7196.29 | 129720 | 52314 | 22682.6 | 6097094 | 24501.9 | 78790 | 387552 | 534892 | 19216.5 | 424778 | 460060 | 92507.6 | 31976.1 | 124470 | 525772 | 9781962
2047-04-01 | 488429 | 255222 | 6964.15 | 125536 | 50626.5 | 21950.9 | 5900414 | 23711.5 | 76248.4 | 375050 | 517637 | 18596.7 | 411076 | 445220 | 89523.4 | 30944.6 | 120455 | 508812 | 9466415
2047-05-01 | 504710 | 263729 | 7196.29 | 129720 | 52314 | 22682.6 | 6097094 | 24501.9 | 78790 | 387552 | 534892 | 19216.5 | 424778 | 460060 | 92507.6 | 31976.1 | 124470 | 525772 | 9781962
2047-06-01 | 488429 | 255222 | 6964.15 | 125536 | 50626.5 | 21950.9 | 5900414 | 23711.5 | 76248.4 | 375050 | 517637 | 18596.7 | 411076 | 445220 | 89523.4 | 30944.6 | 120455 | 508812 | 9466415
2047-07-01 | 504710 | 263729 | 7196.29 | 129720 | 52314 | 22682.6 | 6097094 | 24501.9 | 78790 | 387552 | 534892 | 19216.5 | 424778 | 460060 | 92507.6 | 31976.1 | 124470 | 525772 | 9781962
2047-08-01 | 504710 | 263729 | 7196.29 | 129720 | 52314 | 22682.6 | 6097094 | 24501.9 | 78790 | 387552 | 534892 | 19216.5 | 424778 | 460060 | 92507.6 | 31976.1 | 124470 | 525772 | 9781962
2047-09-01 | 492335 | 257263 | 6998.81 | 126791 | 51132.8 | 22126.3 | 5959428 | 23900.8 | 77010.8 | 378800 | 527981 | 18857 | 415185 | 449671 | 90776.8 | 31254.1 | 121659 | 513899 | 9565072
2047-10-01 | 508746 | 265838 | 7232.11 | 131018 | 52837.2 | 22863.9 | 6158076 | 24697.5 | 79577.8 | 391427 | 545581 | 19485.6 | 429025 | 464661 | 93802.7 | 32295.9 | 125715 | 531029 | 9883908
2047-11-01 | 492335 | 257263 | 6998.81 | 126791 | 51132.8 | 22126.3 | 5959428 | 23900.8 | 77010.8 | 378800 | 527981 | 18857 | 415185 | 449671 | 90776.8 | 31254.1 | 121659 | 513899 | 9565072
2047-12-01 | 508746 | 265838 | 7232.11 | 131018 | 52837.2 | 22863.9 | 6158076 | 24697.5 | 79577.8 | 391427 | 545581 | 19485.6 | 429025 | 464661 | 93802.7 | 32295.9 | 125715 | 531029 | 9883908
2048-01-01 | 508746 | 265838 | 7232.11 | 131018 | 52837.2 | 22863.9 | 6158076 | 24697.5 | 79577.8 | 391427 | 545581 | 19485.6 | 429025 | 464661 | 93802.7 | 32295.9 | 125715 | 531029 | 9883908
2048-02-01 | 459513 | 240112 | 6532.23 | 118338 | 47723.9 | 20651.2 | 5562133 | 22307.5 | 71876.7 | 353547 | 492783 | 17599.9 | 387506 | 419693 | 84725 | 29170.5 | 113549 | 479639 | 8927400
2048-03-01 | 508746 | 265838 | 7232.11 | 131018 | 52837.2 | 22863.9 | 6158076 | 24697.5 | 79577.8 | 391427 | 545581 | 19485.6 | 429025 | 464661 | 93802.7 | 32295.9 | 125715 | 531029 | 9883908
2048-04-01 | 492335 | 257263 | 6998.81 | 126791 | 51132.8 | 22126.3 | 5959428 | 23900.8 | 77010.8 | 378800 | 527981 | 18857 | 415185 | 449671 | 90776.8 | 31254.1 | 121659 | 513899 | 9565072
2048-05-01 | 508746 | 265838 | 7232.11 | 131018 | 52837.2 | 22863.9 | 6158076 | 24697.5 | 79577.8 | 391427 | 545581 | 19485.6 | 429025 | 464661 | 93802.7 | 32295.9 | 125715 | 531029 | 9883908
2048-06-01 | 492335 | 257263 | 6998.81 | 126791 | 51132.8 | 22126.3 | 5959428 | 23900.8 | 77010.8 | 378800 | 527981 | 18857 | 415185 | 449671 | 90776.8 | 31254.1 | 121659 | 513899 | 9565072
2048-07-01 | 508746 | 265838 | 7232.11 | 131018 | 52837.2 | 22863.9 | 6158076 | 24697.5 | 79577.8 | 391427 | 545581 | 19485.6 | 429025 | 464661 | 93802.7 | 32295.9 | 125715 | 531029 | 9883908
2048-08-01 | 508746 | 265838 | 7232.11 | 131018 | 52837.2 | 22863.9 | 6158076 | 24697.5 | 79577.8 | 391427 | 545581 | 19485.6 | 429025 | 464661 | 93802.7 | 32295.9 | 125715 | 531029 | 9883908
2048-09-01 | 496242 | 259304 | 7033.48 | 128046 | 51639 | 22301.8 | 6018442 | 24090.2 | 77773.1 | 382551 | 538326 | 19121 | 419295 | 454123 | 92047.6 | 31563.6 | 122864 | 518986 | 9663750
2048-10-01 | 512783 | 267948 | 7267.93 | 132315 | 53360.3 | 23045.2 | 6219057 | 24893.2 | 80365.6 | 395302 | 556270 | 19758.4 | 433272 | 469261 | 95115.9 | 32615.7 | 126959 | 536286 | 9985875
2048-11-01 | 496242 | 259304 | 7033.48 | 128046 | 51639 | 22301.8 | 6018442 | 24090.2 | 77773.1 | 382551 | 538326 | 19121 | 419295 | 454123 | 92047.6 | 31563.6 | 122864 | 518986 | 9663750
2048-12-01 | 512783 | 267948 | 7267.93 | 132315 | 53360.3 | 23045.2 | 6219057 | 24893.2 | 80365.6 | 395302 | 556270 | 19758.4 | 433272 | 469261 | 95115.9 | 32615.7 | 126959 | 536286 | 9985875
2049-01-01 | 512783 | 267948 | 7267.93 | 132315 | 53360.3 | 23045.2 | 6219057 | 24893.2 | 80365.6 | 395302 | 556270 | 19758.4 | 433272 | 469261 | 95115.9 | 32615.7 | 126959 | 536286 | 9985875
2049-02-01 | 463159 | 242017 | 6564.58 | 119510 | 48196.4 | 20815 | 5617213 | 22484.2 | 72588.2 | 357047 | 502437 | 17846.3 | 391342 | 423848 | 85911.1 | 29459.3 | 114673 | 484387 | 9019500
2049-03-01 | 512783 | 267948 | 7267.93 | 132315 | 53360.3 | 23045.2 | 6219057 | 24893.2 | 80365.6 | 395302 | 556270 | 19758.4 | 433272 | 469261 | 95115.9 | 32615.7 | 126959 | 536286 | 9985875
2049-04-01 | 496242 | 259304 | 7033.48 | 128046 | 51639 | 22301.8 | 6018442 | 24090.2 | 77773.1 | 382551 | 538326 | 19121 | 419295 | 454123 | 92047.6 | 31563.6 | 122864 | 518986 | 9663750
2049-05-01 | 512783 | 267948 | 7267.93 | 132315 | 53360.3 | 23045.2 | 6219057 | 24893.2 | 80365.6 | 395302 | 556270 | 19758.4 | 433272 | 469261 | 95115.9 | 32615.7 | 126959 | 536286 | 9985875
2049-06-01 | 496242 | 259304 | 7033.48 | 128046 | 51639 | 22301.8 | 6018442 | 24090.2 | 77773.1 | 382551 | 538326 | 19121 | 419295 | 454123 | 92047.6 | 31563.6 | 122864 | 518986 | 9663750
2049-07-01 | 512783 | 267948 | 7267.93 | 132315 | 53360.3 | 23045.2 | 6219057 | 24893.2 | 80365.6 | 395302 | 556270 | 19758.4 | 433272 | 469261 | 95115.9 | 32615.7 | 126959 | 536286 | 9985875
2049-08-01 | 512783 | 267948 | 7267.93 | 132315 | 53360.3 | 23045.2 | 6219057 | 24893.2 | 80365.6 | 395302 | 556270 | 19758.4 | 433272 | 469261 | 95115.9 | 32615.7 | 126959 | 536286 | 9985875
2049-09-01 | 500149 | 261346 | 7068.15 | 129302 | 52145.3 | 22477.2 | 6077457 | 24279.5 | 78535.5 | 386301 | 548670 | 19388.7 | 423405 | 458575 | 93336.3 | 31873 | 124068 | 524074 | 9762449
2049-10-01 | 516820 | 270057 | 7303.75 | 133612 | 53883.5 | 23226.5 | 6280039 | 25088.9 | 81153.3 | 399178 | 566959 | 20035 | 437518 | 473861 | 96447.5 | 32935.5 | 128204 | 541543 | 10087864
2049-11-01 | 500149 | 261346 | 7068.15 | 129302 | 52145.3 | 22477.2 | 6077457 | 24279.5 | 78535.5 | 386301 | 548670 | 19388.7 | 423405 | 458575 | 93336.3 | 31873 | 124068 | 524074 | 9762449
2049-12-01 | 516820 | 270057 | 7303.75 | 133612 | 53883.5 | 23226.5 | 6280039 | 25088.9 | 81153.3 | 399178 | 566959 | 20035 | 437518 | 473861 | 96447.5 | 32935.5 | 128204 | 541543 | 10087864
2050-01-01 | 516820 | 270057 | 7303.75 | 133612 | 53883.5 | 23226.5 | 6280039 | 25088.9 | 81153.3 | 399178 | 566959 | 20035 | 437518 | 473861 | 96447.5 | 32935.5 | 128204 | 541543 | 10087864
2050-02-01 | 466805 | 243923 | 6596.94 | 120682 | 48669 | 20978.7 | 5672293 | 22660.9 | 73299.8 | 360548 | 512092 | 18096.1 | 395178 | 428003 | 87113.9 | 29748.2 | 115797 | 489135 | 9111619
2050-03-01 | 516820 | 270057 | 7303.75 | 133612 | 53883.5 | 23226.5 | 6280039 | 25088.9 | 81153.3 | 399178 | 566959 | 20035 | 437518 | 473861 | 96447.5 | 32935.5 | 128204 | 541543 | 10087864
2050-04-01 | 500149 | 261346 | 7068.15 | 129302 | 52145.3 | 22477.2 | 6077457 | 24279.5 | 78535.5 | 386301 | 548670 | 19388.7 | 423405 | 458575 | 93336.3 | 31873 | 124068 | 524074 | 9762449
2050-05-01 | 516820 | 270057 | 7303.75 | 133612 | 53883.5 | 23226.5 | 6280039 | 25088.9 | 81153.3 | 399178 | 566959 | 20035 | 437518 | 473861 | 96447.5 | 32935.5 | 128204 | 541543 | 10087864
2050-06-01 | 500149 | 261346 | 7068.15 | 129302 | 52145.3 | 22477.2 | 6077457 | 24279.5 | 78535.5 | 386301 | 548670 | 19388.7 | 423405 | 458575 | 93336.3 | 31873 | 124068 | 524074 | 9762449
2050-07-01 | 516820 | 270057 | 7303.75 | 133612 | 53883.5 | 23226.5 | 6280039 | 25088.9 | 81153.3 | 399178 | 566959 | 20035 | 437518 | 473861 | 96447.5 | 32935.5 | 128204 | 541543 | 10087864
2050-08-01 | 516820 | 270057 | 7303.75 | 133612 | 53883.5 | 23226.5 | 6280039 | 25088.9 | 81153.3 | 399178 | 566959 | 20035 | 437518 | 473861 | 96447.5 | 32935.5 | 128204 | 541543 | 10087864
2050-09-01 | 500149 | 261346 | 7068.15 | 129302 | 52145.3 | 22477.2 | 6077457 | 24279.5 | 78535.5 | 386301 | 548670 | 19660.1 | 423405 | 458575 | 94643 | 31873 | 124068 | 524074 | 9764027
2050-10-01 | 516820 | 270057 | 7303.75 | 133612 | 53883.5 | 23226.5 | 6280039 | 25088.9 | 81153.3 | 399178 | 566959 | 20315.5 | 437518 | 473861 | 97797.8 | 32935.5 | 128204 | 541543 | 10089495
2050-11-01 | 500149 | 261346 | 7068.15 | 129302 | 52145.3 | 22477.2 | 6077457 | 24279.5 | 78535.5 | 386301 | 548670 | 19660.1 | 423405 | 458575 | 94643 | 31873 | 124068 | 524074 | 9764027
2050-12-01 | 516820 | 270057 | 7303.75 | 133612 | 53883.5 | 23226.5 | 6280039 | 25088.9 | 81153.3 | 399178 | 566959 | 20315.5 | 437518 | 473861 | 97797.8 | 32935.5 | 128204 | 541543 | 10089495
2051-01-01 | 516820 | 270057 | 7303.75 | 133612 | 53883.5 | 23226.5 | 6280039 | 25088.9 | 81153.3 | 399178 | 566959 | 20315.5 | 437518 | 473861 | 97797.8 | 32935.5 | 128204 | 541543 | 10089495
2051-02-01 | 466805 | 243923 | 6596.94 | 120682 | 48669 | 20978.7 | 5672293 | 22660.9 | 73299.8 | 360548 | 512092 | 18349.5 | 395178 | 428003 | 88333.5 | 29748.2 | 115797 | 489135 | 9113092
2051-03-01 | 516820 | 270057 | 7303.75 | 133612 | 53883.5 | 23226.5 | 6280039 | 25088.9 | 81153.3 | 399178 | 566959 | 20315.5 | 437518 | 473861 | 97797.8 | 32935.5 | 128204 | 541543 | 10089495
2051-04-01 | 500149 | 261346 | 7068.15 | 129302 | 52145.3 | 22477.2 | 6077457 | 24279.5 | 78535.5 | 386301 | 548670 | 19660.1 | 423405 | 458575 | 94643 | 31873 | 124068 | 524074 | 9764027
2051-05-01 | 516820 | 270057 | 7303.75 | 133612 | 53883.5 | 23226.5 | 6280039 | 25088.9 | 81153.3 | 399178 | 566959 | 20315.5 | 437518 | 473861 | 97797.8 | 32935.5 | 128204 | 541543 | 10089495
2051-06-01 | 500149 | 261346 | 7068.15 | 129302 | 52145.3 | 22477.2 | 6077457 | 24279.5 | 78535.5 | 386301 | 548670 | 19660.1 | 423405 | 458575 | 94643 | 31873 | 124068 | 524074 | 9764027
2051-07-01 | 516820 | 270057 | 7303.75 | 133612 | 53883.5 | 23226.5 | 6280039 | 25088.9 | 81153.3 | 399178 | 566959 | 20315.5 | 437518 | 473861 | 97797.8 | 32935.5 | 128204 | 541543 | 10089495
2051-08-01 | 516820 | 270057 | 7303.75 | 133612 | 53883.5 | 23226.5 | 6280039 | 25088.9 | 81153.3 | 399178 | 566959 | 20315.5 | 437518 | 473861 | 97797.8 | 32935.5 | 128204 | 541543 | 10089495
Sum | 175797475 | 90923521 | 2636400 | 40991126 | 17421228 | 7900827 | 2016925753 | 8562687 | 24899818 | 119701365 | 147267787 | 6374759 | 134895675 | 152050138 | 30687795 | 10649139 | 41454386 | 173757089 | 3202896968

## GW Change in Elev
Change in Elevation
Scenario: WWR Increased Water Productivity, All months (12)
Meter
| "AAM GW" | "Anti Atlas GW" | "Chtouka GW" | "Haut Montagne Souss GW" | "Nappe Aluviale de Souss GW" | "Souss GW" | "Tamri Tamraght GW" | "Tiznit GW" | Sum
2018-09-01 | 0 | 0 | 0 | 0 | 0 | 0 | 0 | 0 | 0
2018-10-01 | 1.58e-05 | -2.5358e-05 | 0.031286 | 0.0025078 | 0.0013526 | 0.016011 | 1.402e-05 | 0.0025714 | 0.053734
2018-11-01 | 0.00052078 | -0.0017834 | 0.04583 | 0.0036734 | 0.0016556 | 0.029589 | 1.402e-05 | 0.00031023 | 0.07981
2018-12-01 | 0.0005245 | -0.0018088 | 0.050021 | 0.0037829 | 0.0014238 | 0.018868 | 1.402e-05 | -0.065676 | 0.0071486
2019-01-01 | 0.0011405 | -0.001835 | 0.05565 | 0.0070401 | 0.0010751 | 0.018068 | 0.00053469 | -0.059014 | 0.02266
2019-02-01 | 0.0034524 | -0.0018612 | 0.10367 | 0.011418 | 0.0027142 | 0.052802 | 0.00085405 | -0.050661 | 0.12239
2019-03-01 | 0.0037095 | -0.0018848 | 0.082859 | 0.013276 | 0.0054492 | 0.072771 | 0.00098204 | -0.068186 | 0.10898
2019-04-01 | 0.0065818 | -0.021003 | -0.012715 | -0.046803 | 0.0061682 | 0.025987 | 0.00098204 | -0.10141 | -0.14221
2019-05-01 | 0.0066404 | -0.024508 | -0.040808 | -0.062303 | 0.0054407 | -0.021019 | 0.00098204 | -0.14594 | -0.28152
2019-06-01 | 0.0069172 | -0.028517 | -0.17188 | -0.088983 | 0.0041845 | -0.05765 | 0.00098204 | -0.19525 | -0.53019
2019-07-01 | 0.0069667 | -0.035828 | -0.26553 | -0.091782 | 0.0028903 | -0.079502 | 0.00098204 | -0.19921 | -0.66101
2019-08-01 | 0.0070211 | -0.039467 | -0.37659 | -0.092888 | 0.0015443 | -0.10247 | 0.00098204 | -0.19658 | -0.79845
2019-09-01 | 0.0070211 | -0.039493 | -0.44049 | -0.092888 | 0.00019763 | -0.11917 | 0.00098204 | -0.19396 | -0.8778
2019-10-01 | 0.0070232 | -0.039519 | -0.41342 | -0.092512 | -0.0011717 | -0.12076 | 0.00098204 | -0.19141 | -0.85078
2019-11-01 | 0.011473 | -0.041538 | -0.40039 | -0.087586 | -0.0017026 | -0.12789 | 0.00098204 | -0.18246 | -0.82911
2019-12-01 | 0.011908 | -0.046524 | -0.43787 | -0.089397 | -0.0017959 | -0.17092 | 0.00098204 | -0.20645 | -0.94007
2020-01-01 | 0.01191 | -0.04655 | -0.45115 | -0.11986 | -0.0026779 | -0.21713 | 0.00098204 | -0.25804 | -1.0825
2020-02-01 | 0.015562 | -0.046576 | -0.52325 | -0.11722 | -0.0036042 | -0.21436 | 0.0012483 | -0.24846 | -1.1367
2020-03-01 | 0.01887 | -0.063314 | -0.49806 | -0.11086 | -0.0032399 | -0.2444 | 0.0034027 | -0.2307 | -1.1283
2020-04-01 | 0.02895 | -0.06334 | -0.53443 | -0.088774 | 0.0017109 | -0.12796 | 0.0034027 | -0.19794 | -0.97837
2020-05-01 | 0.02935 | -0.066855 | -0.58138 | -0.098902 | 0.0049331 | -0.17543 | 0.0034027 | -0.23917 | -1.1241
2020-06-01 | 0.029568 | -0.070872 | -0.70215 | -0.10992 | 0.004183 | -0.21551 | 0.0034027 | -0.28516 | -1.3465
2020-07-01 | 0.029643 | -0.074947 | -0.80613 | -0.11268 | 0.0028663 | -0.24029 | 0.0034027 | -0.28903 | -1.4872
2020-08-01 | 0.029693 | -0.078617 | -0.91798 | -0.11378 | 0.0014413 | -0.26562 | 0.0034027 | -0.28641 | -1.6279
2020-09-01 | 0.029693 | -0.08194 | -0.9853 | -0.1135 | 5.7781e-05 | -0.27765 | 0.0034027 | -0.28378 | -1.709
2020-10-01 | 0.029695 | -0.081966 | -0.95836 | -0.11345 | -0.0013007 | -0.27434 | 0.0034027 | -0.28124 | -1.6776
2020-11-01 | 0.031701 | -0.085904 | -0.92294 | -0.12412 | -0.0024865 | -0.28923 | 0.0036319 | -0.29637 | -1.6857
2020-12-01 | 0.033501 | -0.085929 | -0.88698 | -0.12819 | -0.0030611 | -0.31156 | 0.0036319 | -0.28919 | -1.6678
2021-01-01 | 0.033671 | -0.085956 | -0.89977 | -0.12749 | -0.0035035 | -0.34107 | 0.0036319 | -0.34301 | -1.7635
2021-02-01 | 0.033832 | -0.09782 | -0.86975 | -0.16884 | -0.0043138 | -0.38917 | 0.0036319 | -0.34033 | -1.8328
2021-03-01 | 0.048427 | -0.097843 | -0.89303 | -0.16051 | -0.0039458 | -0.37995 | 0.0045 | -0.30723 | -1.7896
2021-04-01 | 0.049086 | -0.11665 | -0.9413 | -0.20156 | -0.0032698 | -0.42699 | 0.0045 | -0.34038 | -1.9766
2021-05-01 | 0.049864 | -0.11981 | -0.91322 | -0.22542 | -0.0038689 | -0.4541 | 0.0045 | -0.40656 | -2.0686
2021-06-01 | 0.050006 | -0.12377 | -0.98223 | -0.22747 | -0.0051584 | -0.49752 | 0.0045 | -0.4072 | -2.1888
2021-07-01 | 0.050055 | -0.12812 | -1.0691 | -0.23014 | -0.006563 | -0.53659 | 0.0045 | -0.41155 | -2.3275
2021-08-01 | 0.050119 | -0.13488 | -1.1193 | -0.23177 | -0.0080338 | -0.5674 | 0.0045 | -0.41222 | -2.419
2021-09-01 | 0.050119 | -0.13491 | -1.1263 | -0.23177 | -0.0095048 | -0.58396 | 0.0045 | -0.4096 | -2.4415
2021-10-01 | 0.050119 | -0.13493 | -1.0995 | -0.23176 | -0.010967 | -0.58202 | 0.0045 | -0.40706 | -2.4116
2021-11-01 | 0.050365 | -0.13897 | -1.0755 | -0.2628 | -0.012441 | -0.61977 | 0.0045 | -0.47521 | -2.5298
2021-12-01 | 0.05043 | -0.1462 | -1.0697 | -0.28921 | -0.013829 | -0.66853 | 0.0045 | -0.53865 | -2.6712
2022-01-01 | 0.05059 | -0.14763 | -1.046 | -0.28848 | -0.015216 | -0.71712 | 0.0045 | -0.53586 | -2.6953
2022-02-01 | 0.066957 | -0.15896 | -0.98029 | -0.28169 | -0.015415 | -0.71396 | 0.0057071 | -0.50299 | -2.5806
2022-03-01 | 0.067732 | -0.15899 | -1.0632 | -0.28174 | -0.014805 | -0.7603 | 0.0057071 | -0.53402 | -2.7396
2022-04-01 | 0.070298 | -0.18073 | -1.034 | -0.3237 | -0.015036 | -0.80697 | 0.0057071 | -0.52751 | -2.812
2022-05-01 | 0.070874 | -0.18076 | -1.0661 | -0.32154 | -0.015411 | -0.81236 | 0.0057071 | -0.55678 | -2.8764
2022-06-01 | 0.070992 | -0.18432 | -1.1457 | -0.31587 | -0.015453 | -0.82271 | 0.0057071 | -0.60362 | -3.011
2022-07-01 | 0.07109 | -0.18864 | -1.2136 | -0.3167 | -0.016315 | -0.84921 | 0.0057071 | -0.60755 | -3.1153
2022-08-01 | 0.071139 | -0.1923 | -1.2807 | -0.31771 | -0.01776 | -0.87406 | 0.0057071 | -0.60833 | -3.214
2022-09-01 | 0.071139 | -0.19551 | -1.2678 | -0.3177 | -0.019252 | -0.88601 | 0.0057071 | -0.6057 | -3.2151
2022-10-01 | 0.07114 | -0.19554 | -1.2411 | -0.31768 | -0.020749 | -0.88261 | 0.0057071 | -0.60316 | -3.184
2022-11-01 | 0.071231 | -0.19892 | -1.2235 | -0.32798 | -0.022303 | -0.93071 | 0.0057071 | -0.64463 | -3.2711
2022-12-01 | 0.071931 | -0.20284 | -1.1973 | -0.32931 | -0.023757 | -0.97862 | 0.0057071 | -0.67871 | -3.3329
2023-01-01 | 0.072002 | -0.21235 | -1.1746 | -0.37411 | -0.02523 | -1.0172 | 0.0057071 | -0.68762 | -3.4135
2023-02-01 | 0.072019 | -0.21238 | -1.2168 | -0.37631 | -0.026749 | -1.0654 | 0.0057071 | -0.7284 | -3.5482
2023-03-01 | 0.072082 | -0.22966 | -1.1805 | -0.41916 | -0.028056 | -1.1133 | 0.0057071 | -0.74235 | -3.6353
2023-04-01 | 0.072283 | -0.25128 | -1.2889 | -0.43174 | -0.029488 | -1.1622 | 0.0057071 | -0.80848 | -3.8941
2023-05-01 | 0.072465 | -0.25468 | -1.2652 | -0.50117 | -0.030937 | -1.211 | 0.0057071 | -0.84962 | -4.0345
2023-06-01 | 0.07275 | -0.25824 | -1.3024 | -0.51803 | -0.032315 | -1.2596 | 0.0057071 | -0.89192 | -4.184
2023-07-01 | 0.072803 | -0.2625 | -1.3856 | -0.5207 | -0.033731 | -1.2985 | 0.0057071 | -0.89604 | -4.3186
2023-08-01 | 0.072827 | -0.26599 | -1.4284 | -0.52178 | -0.035286 | -1.335 | 0.0057071 | -0.89665 | -4.4046
2023-09-01 | 0.072925 | -0.26917 | -1.4197 | -0.52172 | -0.036805 | -1.3388 | 0.0057071 | -0.8939 | -4.4014
2023-10-01 | 0.072927 | -0.2692 | -1.3932 | -0.52172 | -0.038327 | -1.343 | 0.0057071 | -0.89136 | -4.3781
2023-11-01 | 0.07303 | -0.27092 | -1.3802 | -0.52768 | -0.039916 | -1.3919 | 0.0057071 | -0.9326 | -4.4645
2023-12-01 | 0.08243 | -0.27289 | -1.3468 | -0.5199 | -0.04069 | -1.4044 | 0.0062318 | -0.91462 | -4.4107
2024-01-01 | 0.083436 | -0.27292 | -1.3496 | -0.51774 | -0.040709 | -1.4516 | 0.0062318 | -0.94156 | -4.4844
2024-02-01 | 0.0839 | -0.28505 | -1.3271 | -0.55255 | -0.041368 | -1.4997 | 0.0062318 | -0.95297 | -4.5686
2024-03-01 | 0.08467 | -0.28507 | -1.4017 | -0.57933 | -0.042427 | -1.5468 | 0.0062318 | -0.99153 | -4.756
2024-04-01 | 0.084878 | -0.30634 | -1.4511 | -0.62738 | -0.043874 | -1.5955 | 0.0062318 | -1.0566 | -4.9898
2024-05-01 | 0.085277 | -0.30959 | -1.4428 | -0.65162 | -0.045259 | -1.6419 | 0.0063102 | -1.0551 | -5.0547
2024-06-01 | 0.085439 | -0.31311 | -1.4625 | -0.65248 | -0.046672 | -1.6734 | 0.0063102 | -1.0975 | -5.1539
2024-07-01 | 0.085489 | -0.31735 | -1.5271 | -0.65521 | -0.048169 | -1.7162 | 0.0063102 | -1.1014 | -5.2736
2024-08-01 | 0.085513 | -0.3209 | -1.6083 | -0.65609 | -0.049733 | -1.747 | 0.0063102 | -1.102 | -5.3921
2024-09-01 | 0.085513 | -0.32405 | -1.6018 | -0.65608 | -0.051315 | -1.7648 | 0.0063102 | -1.0993 | -5.4055
2024-10-01 | 0.085571 | -0.32407 | -1.5714 | -0.65596 | -0.052892 | -1.7634 | 0.0063102 | -1.0944 | -5.3702
2024-11-01 | 0.085625 | -0.32743 | -1.5428 | -0.68638 | -0.054526 | -1.8123 | 0.0063102 | -1.1728 | -5.5042
2024-12-01 | 0.085758 | -0.3299 | -1.5022 | -0.67858 | -0.055478 | -1.8289 | 0.0063102 | -1.1624 | -5.4653
2025-01-01 | 0.086445 | -0.33664 | -1.5187 | -0.70895 | -0.055934 | -1.8756 | 0.0063102 | -1.1868 | -5.5898
2025-02-01 | 0.10405 | -0.33666 | -1.439 | -0.69207 | -0.05361 | -1.8179 | 0.011528 | -1.1488 | -5.3725
2025-03-01 | 0.10502 | -0.35294 | -1.4228 | -0.68874 | -0.049081 | -1.8313 | 0.011528 | -1.1781 | -5.4065
2025-04-01 | 0.10556 | -0.37432 | -1.4909 | -0.73235 | -0.047947 | -1.8791 | 0.011528 | -1.1975 | -5.605
2025-05-01 | 0.10566 | -0.37452 | -1.5466 | -0.76501 | -0.048111 | -1.9246 | 0.011528 | -1.2365 | -5.7781
2025-06-01 | 0.10613 | -0.37494 | -1.5516 | -0.75616 | -0.048792 | -1.9556 | 0.011528 | -1.2739 | -5.8433
2025-07-01 | 0.1062 | -0.38179 | -1.6207 | -0.7582 | -0.050121 | -1.9806 | 0.011528 | -1.2755 | -5.9492
2025-08-01 | 0.10622 | -0.38527 | -1.6812 | -0.75926 | -0.051748 | -2.0031 | 0.011528 | -1.2737 | -6.0366
2025-09-01 | 0.10622 | -0.38529 | -1.678 | -0.75925 | -0.053396 | -2.0192 | 0.011528 | -1.2687 | -6.0461
2025-10-01 | 0.10622 | -0.38532 | -1.6476 | -0.75925 | -0.055011 | -2.0153 | 0.011528 | -1.2638 | -6.0086
2025-11-01 | 0.10629 | -0.38859 | -1.6188 | -0.77087 | -0.056679 | -2.0634 | 0.011528 | -1.2925 | -6.073
2025-12-01 | 0.10661 | -0.38861 | -1.6021 | -0.7643 | -0.058077 | -2.1047 | 0.011528 | -1.334 | -6.1337
2026-01-01 | 0.10769 | -0.39009 | -1.5717 | -0.76462 | -0.059245 | -2.1168 | 0.011528 | -1.3381 | -6.1213
2026-02-01 | 0.10778 | -0.39011 | -1.6089 | -0.77262 | -0.060451 | -2.1654 | 0.011528 | -1.3888 | -6.267
2026-03-01 | 0.12378 | -0.39014 | -1.5562 | -0.76995 | -0.06112 | -2.1997 | 0.012108 | -1.3583 | -6.1995
2026-04-01 | 0.12716 | -0.40802 | -1.5848 | -0.81365 | -0.061515 | -2.2043 | 0.012375 | -1.3445 | -6.2773
2026-05-01 | 0.1279 | -0.41103 | -1.5474 | -0.83743 | -0.062258 | -2.2515 | 0.01241 | -1.3695 | -6.3387
2026-06-01 | 0.1281 | -0.41525 | -1.6243 | -0.85491 | -0.063671 | -2.2977 | 0.01241 | -1.4127 | -6.528
2026-07-01 | 0.12829 | -0.41912 | -1.6486 | -0.8537 | -0.064986 | -2.3087 | 0.01241 | -1.4109 | -6.5653
2026-08-01 | 0.12834 | -0.42571 | -1.7211 | -0.85455 | -0.066533 | -2.3437 | 0.01241 | -1.4089 | -6.6798
2026-09-01 | 0.12834 | -0.42574 | -1.7137 | -0.85455 | -0.068199 | -2.3458 | 0.01241 | -1.4039 | -6.6711
2026-10-01 | 0.1291 | -0.42576 | -1.6823 | -0.85387 | -0.069743 | -2.3458 | 0.012537 | -1.3983 | -6.6341
2026-11-01 | 0.12913 | -0.42738 | -1.6556 | -0.85753 | -0.071273 | -2.3799 | 0.012537 | -1.411 | -6.6611
2026-12-01 | 0.12913 | -0.42741 | -1.626 | -0.874 | -0.072702 | -2.428 | 0.012537 | -1.4456 | -6.732
2027-01-01 | 0.12922 | -0.4334 | -1.6156 | -0.90884 | -0.074203 | -2.4549 | 0.012537 | -1.474 | -6.8192
2027-02-01 | 0.13197 | -0.44632 | -1.5995 | -0.91014 | -0.075685 | -2.5035 | 0.013105 | -1.4938 | -6.8839
2027-03-01 | 0.13815 | -0.44634 | -1.554 | -0.93324 | -0.076212 | -2.512 | 0.013429 | -1.4729 | -6.8431
2027-04-01 | 0.13919 | -0.46681 | -1.637 | -0.97407 | -0.076656 | -2.5586 | 0.013429 | -1.5324 | -7.0929
2027-05-01 | 0.13926 | -0.47004 | -1.6803 | -0.99815 | -0.077914 | -2.6075 | 0.013429 | -1.5693 | -7.2505
2027-06-01 | 0.13989 | -0.47078 | -1.7332 | -1.022 | -0.079303 | -2.6554 | 0.013429 | -1.5682 | -7.3756
2027-07-01 | 0.13995 | -0.47749 | -1.7982 | -1.0225 | -0.080797 | -2.6951 | 0.013429 | -1.5695 | -7.4902
2027-08-01 | 0.13997 | -0.48091 | -1.8237 | -1.023 | -0.08248 | -2.73 | 0.013429 | -1.5672 | -7.554
2027-09-01 | 0.14007 | -0.48094 | -1.8142 | -1.0216 | -0.084101 | -2.7337 | 0.013429 | -1.5618 | -7.5427
2027-10-01 | 0.14013 | -0.48097 | -1.7838 | -1.0202 | -0.08564 | -2.7349 | 0.013429 | -1.5562 | -7.5082
2027-11-01 | 0.14414 | -0.48258 | -1.7419 | -1.0106 | -0.0864 | -2.7402 | 0.013429 | -1.564 | -7.468
2027-12-01 | 0.1447 | -0.48261 | -1.7086 | -1.0067 | -0.08644 | -2.7704 | 0.013429 | -1.563 | -7.4596
2028-01-01 | 0.16131 | -0.48263 | -1.6171 | -0.98986 | -0.084471 | -2.724 | 0.016525 | -1.522 | -7.2423
2028-02-01 | 0.16736 | -0.48266 | -1.5585 | -0.97028 | -0.078388 | -2.6781 | 0.017646 | -1.5068 | -7.0897
2028-03-01 | 0.17169 | -0.48268 | -1.5499 | -0.96032 | -0.069475 | -2.6587 | 0.017646 | -1.4885 | -7.0203
2028-04-01 | 0.17506 | -0.48276 | -1.5657 | -0.932 | -0.061823 | -2.6624 | 0.017646 | -1.5074 | -7.0194
2028-05-01 | 0.17645 | -0.5033 | -1.5454 | -0.95519 | -0.059814 | -2.6826 | 0.017646 | -1.5454 | -7.0976
2028-06-01 | 0.17697 | -0.50705 | -1.5773 | -0.97157 | -0.060741 | -2.7152 | 0.017646 | -1.5456 | -7.1829
2028-07-01 | 0.17709 | -0.51074 | -1.6277 | -0.97366 | -0.062225 | -2.7322 | 0.017646 | -1.5433 | -7.2551
2028-08-01 | 0.17714 | -0.51706 | -1.6878 | -0.97469 | -0.063925 | -2.7636 | 0.017646 | -1.5412 | -7.3534
2028-09-01 | 0.17714 | -0.51709 | -1.7035 | -0.97469 | -0.065635 | -2.7657 | 0.017646 | -1.5358 | -7.3677
2028-10-01 | 0.17714 | -0.51711 | -1.6731 | -0.97468 | -0.067305 | -2.7639 | 0.017646 | -1.5305 | -7.3319
2028-11-01 | 0.17929 | -0.51873 | -1.6332 | -0.98172 | -0.068776 | -2.7707 | 0.017646 | -1.5799 | -7.3561
2028-12-01 | 0.19448 | -0.51876 | -1.5609 | -0.96444 | -0.065618 | -2.677 | 0.019587 | -1.546 | -7.1186
2029-01-01 | 0.19532 | -0.51879 | -1.5177 | -0.95932 | -0.060233 | -2.6893 | 0.019587 | -1.539 | -7.0694
2029-02-01 | 0.19689 | -0.51882 | -1.5393 | -0.94991 | -0.056796 | -2.6899 | 0.019587 | -1.5868 | -7.125
2029-03-01 | 0.19747 | -0.51884 | -1.518 | -0.94342 | -0.05284 | -2.7075 | 0.019587 | -1.5784 | -7.1019
2029-04-01 | 0.19853 | -0.53603 | -1.5627 | -0.97662 | -0.050577 | -2.7505 | 0.019587 | -1.6352 | -7.2935
2029-05-01 | 0.19976 | -0.53902 | -1.5408 | -0.97526 | -0.04996 | -2.7572 | 0.020304 | -1.6587 | -7.3008
2029-06-01 | 0.19994 | -0.54264 | -1.5991 | -0.98619 | -0.051019 | -2.7895 | 0.020304 | -1.6975 | -7.4458
2029-07-01 | 0.20004 | -0.5468 | -1.6739 | -0.98821 | -0.052639 | -2.8085 | 0.020304 | -1.6987 | -7.5484
2029-08-01 | 0.20008 | -0.55016 | -1.7204 | -0.98926 | -0.054363 | -2.8434 | 0.020304 | -1.6964 | -7.6336
2029-09-01 | 0.20008 | -0.5531 | -1.7166 | -0.98889 | -0.056035 | -2.842 | 0.020304 | -1.6909 | -7.6272
2029-10-01 | 0.20008 | -0.55312 | -1.6863 | -0.98788 | -0.057671 | -2.8377 | 0.020304 | -1.6855 | -7.5879
2029-11-01 | 0.20073 | -0.55471 | -1.655 | -0.98986 | -0.059207 | -2.8801 | 0.020304 | -1.7029 | -7.6208
2029-12-01 | 0.21019 | -0.55473 | -1.6028 | -0.98552 | -0.059557 | -2.899 | 0.025359 | -1.6726 | -7.5386
2030-01-01 | 0.21627 | -0.55476 | -1.5516 | -0.97794 | -0.056225 | -2.881 | 0.025995 | -1.6548 | -7.434
2030-02-01 | 0.21673 | -0.55479 | -1.5099 | -0.97691 | -0.052243 | -2.9073 | 0.026 | -1.6473 | -7.4056
2030-03-01 | 0.21806 | -0.57002 | -1.5048 | -1.0404 | -0.051277 | -2.9555 | 0.026 | -1.7016 | -7.5795
2030-04-01 | 0.21954 | -0.5903 | -1.5252 | -1.0322 | -0.049933 | -2.9989 | 0.026 | -1.7582 | -7.7091
2030-05-01 | 0.22035 | -0.59032 | -1.4878 | -1.0267 | -0.048844 | -3.0098 | 0.026 | -1.788 | -7.705
2030-06-01 | 0.22048 | -0.59395 | -1.4731 | -1.0457 | -0.049952 | -3.0485 | 0.026 | -1.7886 | -7.7533
2030-07-01 | 0.22052 | -0.60094 | -1.4844 | -1.0483 | -0.051588 | -3.0767 | 0.026 | -1.7895 | -7.8049
2030-08-01 | 0.22059 | -0.6042 | -1.51 | -1.0493 | -0.053331 | -3.0985 | 0.026 | -1.7868 | -7.8555
2030-09-01 | 0.22059 | -0.60423 | -1.4887 | -1.0491 | -0.055067 | -3.1099 | 0.026 | -1.7812 | -7.8416
2030-10-01 | 0.2206 | -0.60426 | -1.4584 | -1.049 | -0.056744 | -3.1092 | 0.026 | -1.7757 | -7.8066
2030-11-01 | 0.22069 | -0.60736 | -1.4297 | -1.0599 | -0.058484 | -3.1492 | 0.026 | -1.8355 | -7.8934
2030-12-01 | 0.22082 | -0.60739 | -1.3991 | -1.0826 | -0.060182 | -3.1974 | 0.026 | -1.851 | -7.9508
2031-01-01 | 0.23064 | -0.609 | -1.3436 | -1.0699 | -0.061531 | -3.1984 | 0.026 | -1.8159 | -7.8416
2031-02-01 | 0.23117 | -0.60903 | -1.3062 | -1.0696 | -0.062589 | -3.2218 | 0.026 | -1.8094 | -7.8213
2031-03-01 | 0.24421 | -0.60905 | -1.248 | -1.0524 | -0.061076 | -3.1742 | 0.027426 | -1.7702 | -7.6432
2031-04-01 | 0.24632 | -0.6259 | -1.2101 | -1.0414 | -0.054509 | -3.0668 | 0.027426 | -1.8021 | -7.527
2031-05-01 | 0.2479 | -0.62904 | -1.1774 | -1.0408 | -0.051041 | -3.0819 | 0.027426 | -1.7986 | -7.5034
2031-06-01 | 0.24803 | -0.63266 | -1.2187 | -1.0512 | -0.051965 | -3.1204 | 0.027426 | -1.8396 | -7.6391
2031-07-01 | 0.24808 | -0.63637 | -1.2501 | -1.0532 | -0.053612 | -3.1492 | 0.027426 | -1.8403 | -7.7073
2031-08-01 | 0.24813 | -0.63965 | -1.2558 | -1.0542 | -0.05537 | -3.1711 | 0.027426 | -1.8346 | -7.7352
2031-09-01 | 0.24813 | -0.64256 | -1.2526 | -1.0538 | -0.057119 | -3.1822 | 0.027426 | -1.829 | -7.7417
2031-10-01 | 0.24824 | -0.64259 | -1.2224 | -1.0507 | -0.058465 | -3.1755 | 0.027426 | -1.8232 | -7.6972
2031-11-01 | 0.24841 | -0.64416 | -1.194 | -1.0523 | -0.059705 | -3.1827 | 0.027433 | -1.8765 | -7.7335
2031-12-01 | 0.24849 | -0.64419 | -1.1635 | -1.067 | -0.061004 | -3.2303 | 0.027433 | -1.904 | -7.794
2032-01-01 | 0.25238 | -0.64422 | -1.1272 | -1.0561 | -0.061586 | -3.256 | 0.027433 | -1.8788 | -7.744
2032-02-01 | 0.25272 | -0.64424 | -1.1195 | -1.0558 | -0.061996 | -3.3001 | 0.027433 | -1.8722 | -7.7736
2032-03-01 | 0.25342 | -0.64427 | -1.0814 | -1.0461 | -0.061576 | -3.2885 | 0.027433 | -1.9317 | -7.7726
2032-04-01 | 0.2535 | -0.66091 | -1.105 | -1.0407 | -0.061737 | -3.3362 | 0.027433 | -1.9224 | -7.846
2032-05-01 | 0.25387 | -0.664 | -1.0721 | -1.0388 | -0.06276 | -3.3679 | 0.027433 | -1.9973 | -7.9216
2032-06-01 | 0.25395 | -0.66762 | -1.0574 | -1.0456 | -0.064187 | -3.4113 | 0.027433 | -1.9976 | -7.9624
2032-07-01 | 0.254 | -0.6713 | -1.0689 | -1.0474 | -0.065852 | -3.4358 | 0.027433 | -1.995 | -8.0028
2032-08-01 | 0.25403 | -0.67462 | -1.0843 | -1.0484 | -0.067635 | -3.4571 | 0.027433 | -1.9923 | -8.0429
2032-09-01 | 0.25403 | -0.67747 | -1.0657 | -1.0484 | -0.069412 | -3.4698 | 0.027433 | -1.9866 | -8.0358
2032-10-01 | 0.25403 | -0.6775 | -1.0356 | -1.0484 | -0.071151 | -3.4763 | 0.027433 | -1.9809 | -8.0083
2032-11-01 | 0.25424 | -0.68053 | -1.0066 | -1.0666 | -0.07293 | -3.5251 | 0.027433 | -2.0502 | -8.1204
2032-12-01 | 0.25426 | -0.68056 | -0.98423 | -1.0987 | -0.074629 | -3.574 | 0.027433 | -2.0538 | -8.1842
2033-01-01 | 0.25428 | -0.6873 | -0.95234 | -1.1119 | -0.076211 | -3.6224 | 0.027433 | -2.1048 | -8.2732
2033-02-01 | 0.26005 | -0.68732 | -0.9367 | -1.1088 | -0.077353 | -3.6268 | 0.027681 | -2.0852 | -8.2345
2033-03-01 | 0.26035 | -0.68735 | -0.89607 | -1.1066 | -0.078041 | -3.665 | 0.028085 | -2.0793 | -8.2238
2033-04-01 | 0.26255 | -0.70398 | -0.90537 | -1.1517 | -0.07872 | -3.7125 | 0.028085 | -2.1165 | -8.3781
2033-05-01 | 0.26267 | -0.707 | -0.87215 | -1.1918 | -0.079924 | -3.7614 | 0.028085 | -2.1506 | -8.4721
2033-06-01 | 0.26364 | -0.71019 | -0.83625 | -1.1927 | -0.081558 | -3.7933 | 0.028641 | -2.1444 | -8.4661
2033-07-01 | 0.2637 | -0.71414 | -0.86297 | -1.1952 | -0.083255 | -3.8354 | 0.028641 | -2.145 | -8.5436
2033-08-01 | 0.26372 | -0.72025 | -0.88873 | -1.1962 | -0.085058 | -3.8723 | 0.028641 | -2.1421 | -8.6123
2033-09-01 | 0.26372 | -0.72028 | -0.88201 | -1.1962 | -0.086863 | -3.8928 | 0.028641 | -2.1363 | -8.622
2033-10-01 | 0.26373 | -0.7203 | -0.85201 | -1.1962 | -0.088625 | -3.8923 | 0.028641 | -2.1305 | -8.5876
2033-11-01 | 0.26682 | -0.72184 | -0.8191 | -1.1949 | -0.090109 | -3.9156 | 0.028641 | -2.1465 | -8.5925
2033-12-01 | 0.27085 | -0.72186 | -0.77893 | -1.186 | -0.090165 | -3.903 | 0.030769 | -2.1219 | -8.5002
2034-01-01 | 0.27105 | -0.72189 | -0.75612 | -1.185 | -0.089917 | -3.9264 | 0.030769 | -2.136 | -8.5134
2034-02-01 | 0.27128 | -0.72192 | -0.72607 | -1.1832 | -0.09007 | -3.9648 | 0.030769 | -2.1873 | -8.5713
2034-03-01 | 0.27166 | -0.73712 | -0.75705 | -1.211 | -0.089918 | -4.0035 | 0.030769 | -2.1781 | -8.6743
2034-04-01 | 0.27262 | -0.74 | -0.75296 | -1.2301 | -0.089346 | -4.0262 | 0.030769 | -2.2285 | -8.7638
2034-05-01 | 0.27283 | -0.75975 | -0.72148 | -1.2449 | -0.08988 | -4.058 | 0.030769 | -2.2625 | -8.833
2034-06-01 | 0.27289 | -0.7633 | -0.7612 | -1.2706 | -0.091556 | -4.0847 | 0.030769 | -2.2628 | -8.9305
2034-07-01 | 0.27294 | -0.76686 | -0.76537 | -1.2731 | -0.093307 | -4.1174 | 0.030769 | -2.2631 | -8.9755
2034-08-01 | 0.27296 | -0.77008 | -0.79404 | -1.2742 | -0.095128 | -4.1528 | 0.030769 | -2.2603 | -9.0427
2034-09-01 | 0.27296 | -0.77285 | -0.77487 | -1.2742 | -0.09695 | -4.152 | 0.030769 | -2.2543 | -9.0214
2034-10-01 | 0.27296 | -0.77288 | -0.74495 | -1.2742 | -0.098731 | -4.1549 | 0.030769 | -2.2485 | -8.9903
2034-11-01 | 0.27306 | -0.77447 | -0.71663 | -1.278 | -0.10053 | -4.1894 | 0.030895 | -2.3109 | -9.066
2034-12-01 | 0.27309 | -0.7745 | -0.68524 | -1.2899 | -0.10222 | -4.2376 | 0.030897 | -2.312 | -9.0975
2035-01-01 | 0.27311 | -0.78301 | -0.65615 | -1.3153 | -0.10401 | -4.2858 | 0.030897 | -2.3638 | -9.204
2035-02-01 | 0.27311 | -0.78304 | -0.64973 | -1.3413 | -0.10582 | -4.3347 | 0.030897 | -2.3716 | -9.2821
2035-03-01 | 0.27371 | -0.79884 | -0.62489 | -1.4043 | -0.1073 | -4.3829 | 0.031049 | -2.4012 | -9.4147
2035-04-01 | 0.28273 | -0.80163 | -0.60284 | -1.3787 | -0.10689 | -4.4097 | 0.031049 | -2.3798 | -9.3658
2035-05-01 | 0.28305 | -0.80166 | -0.57077 | -1.3693 | -0.10226 | -4.3397 | 0.031049 | -2.4135 | -9.2831
2035-06-01 | 0.2831 | -0.80522 | -0.59394 | -1.3941 | -0.10123 | -4.3871 | 0.031049 | -2.4517 | -9.4191
2035-07-01 | 0.28315 | -0.81181 | -0.61431 | -1.3961 | -0.10282 | -4.4145 | 0.031049 | -2.4518 | -9.4772
2035-08-01 | 0.28317 | -0.81507 | -0.59909 | -1.3971 | -0.10464 | -4.4391 | 0.031049 | -2.4458 | -9.4866
2035-09-01 | 0.28317 | -0.8151 | -0.62741 | -1.3971 | -0.10648 | -4.4479 | 0.031049 | -2.4445 | -9.5243
2035-10-01 | 0.28323 | -0.81513 | -0.60223 | -1.3956 | -0.1082 | -4.452 | 0.031049 | -2.444 | -9.5029
2035-11-01 | 0.28332 | -0.81664 | -0.6086 | -1.3974 | -0.10987 | -4.4808 | 0.031049 | -2.5132 | -9.6121
2035-12-01 | 0.29128 | -0.81885 | -0.5723 | -1.4049 | -0.11098 | -4.5146 | 0.031271 | -2.4917 | -9.5909
2036-01-01 | 0.30146 | -0.81888 | -0.5074 | -1.3965 | -0.10998 | -4.4776 | 0.036276 | -2.4509 | -9.4235
2036-02-01 | 0.31546 | -0.8189 | -0.42181 | -1.3822 | -0.10283 | -4.3661 | 0.042576 | -2.4108 | -9.1447
2036-03-01 | 0.3183 | -0.81893 | -0.36284 | -1.3731 | -0.092934 | -4.3705 | 0.044759 | -2.3951 | -9.0503
2036-04-01 | 0.32704 | -0.81901 | -0.28409 | -1.3403 | -0.08216 | -4.2355 | 0.045343 | -2.3683 | -8.757
2036-05-01 | 0.32751 | -0.82198 | -0.24144 | -1.3529 | -0.077158 | -4.25 | 0.045343 | -2.3991 | -8.7697
2036-06-01 | 0.33334 | -0.82516 | -0.27728 | -1.352 | -0.075371 | -4.2812 | 0.045343 | -2.3841 | -8.8164
2036-07-01 | 0.33358 | -0.82906 | -0.2725 | -1.351 | -0.074652 | -4.2995 | 0.045343 | -2.3837 | -8.8315
2036-08-01 | 0.33362 | -0.83221 | -0.29976 | -1.3519 | -0.0761 | -4.3239 | 0.045343 | -2.3807 | -8.8855
2036-09-01 | 0.33362 | -0.83224 | -0.28125 | -1.3519 | -0.077947 | -4.3354 | 0.045343 | -2.3745 | -8.8743
2036-10-01 | 0.33362 | -0.83227 | -0.25144 | -1.3519 | -0.079761 | -4.3313 | 0.045343 | -2.3685 | -8.8362
2036-11-01 | 0.33382 | -0.83521 | -0.22311 | -1.375 | -0.081626 | -4.3505 | 0.045343 | -2.4136 | -8.8999
2036-12-01 | 0.33611 | -0.83717 | -0.19181 | -1.3761 | -0.083171 | -4.3815 | 0.045343 | -2.4306 | -8.9189
2037-01-01 | 0.35375 | -0.84479 | -0.10304 | -1.3598 | -0.081801 | -4.3249 | 0.048169 | -2.3845 | -8.6969
2037-02-01 | 0.36092 | -0.84482 | -0.017102 | -1.3536 | -0.077291 | -4.2872 | 0.051052 | -2.3659 | -8.5339
2037-03-01 | 0.36113 | -0.86045 | -0.054127 | -1.4062 | -0.075013 | -4.3353 | 0.051052 | -2.4202 | -8.7392
2037-04-01 | 0.36239 | -0.86324 | -0.018511 | -1.4022 | -0.074676 | -4.3819 | 0.051052 | -2.4121 | -8.7392
2037-05-01 | 0.3638 | -0.86327 | -0.018035 | -1.3914 | -0.073684 | -4.3492 | 0.051052 | -2.4323 | -8.713
2037-06-01 | 0.36392 | -0.86671 | 0.0073644 | -1.3969 | -0.074152 | -4.378 | 0.051052 | -2.4684 | -8.7619
2037-07-01 | 0.36401 | -0.87019 | -0.011535 | -1.3994 | -0.075812 | -4.4069 | 0.051052 | -2.4683 | -8.8171
2037-08-01 | 0.36409 | -0.87606 | -0.022941 | -1.4004 | -0.077682 | -4.4291 | 0.051052 | -2.4652 | -8.8561
2037-09-01 | 0.3641 | -0.87609 | 0.0045785 | -1.3996 | -0.079545 | -4.4398 | 0.051052 | -2.459 | -8.8343
2037-10-01 | 0.36411 | -0.87612 | 0.03433 | -1.3984 | -0.081303 | -4.4347 | 0.051052 | -2.4529 | -8.7939
2037-11-01 | 0.36481 | -0.87762 | 0.062607 | -1.4005 | -0.082956 | -4.4601 | 0.051052 | -2.4818 | -8.8245
2037-12-01 | 0.36524 | -0.88064 | 0.093952 | -1.4241 | -0.084423 | -4.5076 | 0.051098 | -2.5096 | -8.896
2038-01-01 | 0.3695 | -0.88067 | 0.1264 | -1.4199 | -0.085407 | -4.5273 | 0.051098 | -2.49 | -8.8563
2038-02-01 | 0.3778 | -0.8897 | 0.14277 | -1.4156 | -0.084629 | -4.5474 | 0.051098 | -2.4659 | -8.8315
2038-03-01 | 0.38366 | -0.88973 | 0.24678 | -1.4054 | -0.081546 | -4.4938 | 0.052113 | -2.4489 | -8.6368
2038-04-01 | 0.38595 | -0.90838 | 0.20445 | -1.4354 | -0.07956 | -4.54 | 0.052113 | -2.4976 | -8.8185
2038-05-01 | 0.38607 | -0.91136 | 0.22671 | -1.4495 | -0.080191 | -4.588 | 0.052113 | -2.5309 | -8.8952
2038-06-01 | 0.38619 | -0.91481 | 0.23688 | -1.4748 | -0.081943 | -4.6336 | 0.052113 | -2.5659 | -8.9959
2038-07-01 | 0.38626 | -0.91826 | 0.20555 | -1.4773 | -0.083766 | -4.6584 | 0.052113 | -2.5657 | -9.0594
2038-08-01 | 0.3863 | -0.92128 | 0.20015 | -1.4783 | -0.085662 | -4.6827 | 0.052113 | -2.5594 | -9.0887
2038-09-01 | 0.3863 | -0.92405 | 0.20282 | -1.4783 | -0.087558 | -4.6941 | 0.052113 | -2.553 | -9.0958
2038-10-01 | 0.3863 | -0.92408 | 0.23251 | -1.4783 | -0.089411 | -4.691 | 0.052113 | -2.5468 | -9.0587
2038-11-01 | 0.38638 | -0.92896 | 0.26029 | -1.5022 | -0.091327 | -4.7398 | 0.052113 | -2.5987 | -9.1623
2038-12-01 | 0.38646 | -0.93263 | 0.27678 | -1.5258 | -0.09318 | -4.7887 | 0.052113 | -2.6178 | -9.2427
2039-01-01 | 0.3891 | -0.93312 | 0.30518 | -1.5272 | -0.094766 | -4.8347 | 0.052113 | -2.6071 | -9.2505
2039-02-01 | 0.39213 | -0.94233 | 0.32627 | -1.5176 | -0.094429 | -4.8611 | 0.052113 | -2.5904 | -9.2354
2039-03-01 | 0.39455 | -0.94236 | 0.36185 | -1.55 | -0.093133 | -4.8923 | 0.052113 | -2.5819 | -9.2512
2039-04-01 | 0.39912 | -0.95797 | 0.42368 | -1.5422 | -0.091831 | -4.8602 | 0.057081 | -2.6104 | -9.1827
2039-05-01 | 0.39934 | -0.96091 | 0.44542 | -1.6036 | -0.092006 | -4.8807 | 0.057081 | -2.6436 | -9.279
2039-06-01 | 0.39967 | -0.96436 | 0.44308 | -1.6283 | -0.093671 | -4.9145 | 0.057081 | -2.6799 | -9.381
2039-07-01 | 0.39976 | -0.97091 | 0.4107 | -1.6314 | -0.095493 | -4.9441 | 0.057081 | -2.6798 | -9.4541
2039-08-01 | 0.3998 | -0.97404 | 0.36571 | -1.6323 | -0.097407 | -4.9666 | 0.057081 | -2.6764 | -9.5242
2039-09-01 | 0.39983 | -0.97407 | 0.38476 | -1.6307 | -0.09932 | -4.978 | 0.057081 | -2.67 | -9.5104
2039-10-01 | 0.40002 | -0.9741 | 0.41441 | -1.6303 | -0.10118 | -4.9747 | 0.057081 | -2.6634 | -9.4722
2039-11-01 | 0.40124 | -0.97556 | 0.45932 | -1.6143 | -0.10215 | -4.9815 | 0.05778 | -2.677 | -9.4323
2039-12-01 | 0.40236 | -0.9799 | 0.49176 | -1.612 | -0.10212 | -5.007 | 0.05778 | -2.7279 | -9.477
2040-01-01 | 0.40365 | -0.97993 | 0.52387 | -1.6088 | -0.10183 | -5.0227 | 0.05785 | -2.7159 | -9.4438
2040-02-01 | 0.40537 | -0.99142 | 0.55619 | -1.6076 | -0.10127 | -5.0643 | 0.05785 | -2.7064 | -9.4516
2040-03-01 | 0.4071 | -0.99145 | 0.59069 | -1.6656 | -0.10154 | -5.1026 | 0.05785 | -2.7549 | -9.5605
2040-04-01 | 0.4073 | -1.0097 | 0.48748 | -1.7161 | -0.10305 | -5.1508 | 0.05785 | -2.7828 | -9.8097
2040-05-01 | 0.41037 | -1.0123 | 0.52396 | -1.7222 | -0.10466 | -5.1987 | 0.05785 | -2.8246 | -9.8703
2040-06-01 | 0.41065 | -1.0157 | 0.50849 | -1.747 | -0.10633 | -5.2394 | 0.05785 | -2.8229 | -9.9543
2040-07-01 | 0.41072 | -1.0195 | 0.44626 | -1.7495 | -0.10813 | -5.2875 | 0.05785 | -2.8223 | -10.0721
2040-08-01 | 0.41074 | -1.0252 | 0.45128 | -1.751 | -0.11006 | -5.3227 | 0.05785 | -2.8188 | -10.1078
2040-09-01 | 0.41074 | -1.0252 | 0.46294 | -1.751 | -0.11199 | -5.3449 | 0.05785 | -2.8123 | -10.1138
2040-10-01 | 0.41074 | -1.0252 | 0.49252 | -1.7508 | -0.11383 | -5.3473 | 0.05785 | -2.806 | -10.082
2040-11-01 | 0.41092 | -1.0282 | 0.52053 | -1.7619 | -0.11563 | -5.3961 | 0.05785 | -2.8583 | -10.1709
2040-12-01 | 0.41094 | -1.0331 | 0.54218 | -1.7774 | -0.11737 | -5.445 | 0.05785 | -2.8745 | -10.2365
2041-01-01 | 0.42234 | -1.0407 | 0.5776 | -1.773 | -0.11868 | -5.4682 | 0.05785 | -2.837 | -10.1798
2041-02-01 | 0.42365 | -1.0522 | 0.60097 | -1.7833 | -0.11896 | -5.5068 | 0.05785 | -2.828 | -10.2068
2041-03-01 | 0.42458 | -1.0522 | 0.62478 | -1.8318 | -0.11924 | -5.5549 | 0.05785 | -2.8721 | -10.323
2041-04-01 | 0.425 | -1.0705 | 0.59702 | -1.884 | -0.12056 | -5.6037 | 0.05785 | -2.9235 | -10.5224
2041-05-01 | 0.4252 | -1.0886 | 0.57648 | -1.9241 | -0.12229 | -5.6526 | 0.05785 | -2.9548 | -10.6828
2041-06-01 | 0.42526 | -1.0919 | 0.53625 | -1.9342 | -0.12423 | -5.7014 | 0.05785 | -2.9539 | -10.7864
2041-07-01 | 0.4253 | -1.0984 | 0.48836 | -1.9372 | -0.12611 | -5.742 | 0.05785 | -2.9535 | -10.8857
2041-08-01 | 0.42533 | -1.1014 | 0.45015 | -1.9382 | -0.12806 | -5.7847 | 0.05785 | -2.9499 | -10.9689
2041-09-01 | 0.42533 | -1.1041 | 0.47182 | -1.9382 | -0.12997 | -5.8007 | 0.05785 | -2.9433 | -10.9613
2041-10-01 | 0.42563 | -1.1041 | 0.50137 | -1.9381 | -0.13176 | -5.7974 | 0.05785 | -2.9364 | -10.9229
2041-11-01 | 0.42571 | -1.1085 | 0.52896 | -1.9611 | -0.13366 | -5.8463 | 0.05785 | -2.9941 | -11.0311
2041-12-01 | 0.42641 | -1.1085 | 0.56113 | -1.9984 | -0.1355 | -5.8952 | 0.05785 | -3.0359 | -11.1281
2042-01-01 | 0.43272 | -1.1139 | 0.59491 | -1.9905 | -0.13633 | -5.9294 | 0.058347 | -3.0098 | -11.094
2042-02-01 | 0.43392 | -1.1255 | 0.61239 | -2.025 | -0.13652 | -5.9775 | 0.058347 | -3.0512 | -11.2112
2042-03-01 | 0.43491 | -1.1256 | 0.59386 | -2.0662 | -0.13745 | -6.0257 | 0.058347 | -3.0406 | -11.3085
2042-04-01 | 0.44433 | -1.1435 | 0.64529 | -2.0514 | -0.13611 | -6.0383 | 0.060815 | -3.0096 | -11.2284
2042-05-01 | 0.44798 | -1.1436 | 0.70438 | -2.0105 | -0.13408 | -5.9929 | 0.062777 | -2.9816 | -11.0475
2042-06-01 | 0.4483 | -1.147 | 0.67252 | -2.0312 | -0.13484 | -6.0244 | 0.062777 | -3.0157 | -11.1695
2042-07-01 | 0.44839 | -1.1507 | 0.62715 | -2.0337 | -0.13658 | -6.051 | 0.062777 | -3.0151 | -11.2487
2042-08-01 | 0.44843 | -1.1563 | 0.60006 | -2.0351 | -0.13854 | -6.0854 | 0.062777 | -3.0111 | -11.3152
2042-09-01 | 0.44847 | -1.1564 | 0.62123 | -2.0348 | -0.1405 | -6.0839 | 0.062777 | -3.0043 | -11.2874
2042-10-01 | 0.44847 | -1.1564 | 0.65063 | -2.0346 | -0.1424 | -6.0805 | 0.062777 | -2.9978 | -11.2498
2042-11-01 | 0.44847 | -1.1592 | 0.67909 | -2.043 | -0.14437 | -6.1072 | 0.062777 | -3.0551 | -11.3185
2042-12-01 | 0.45237 | -1.1592 | 0.72319 | -2.0394 | -0.14601 | -6.1317 | 0.062777 | -3.0417 | -11.2797
2043-01-01 | 0.4554 | -1.1592 | 0.75844 | -2.0349 | -0.1472 | -6.1433 | 0.062777 | -3.0292 | -11.2372
2043-02-01 | 0.45601 | -1.1593 | 0.73418 | -2.0367 | -0.14827 | -6.1904 | 0.062777 | -3.0504 | -11.3321
2043-03-01 | 0.45787 | -1.1593 | 0.77897 | -2.0844 | -0.14934 | -6.2256 | 0.062777 | -3.0536 | -11.3725
2043-04-01 | 0.45968 | -1.177 | 0.78018 | -2.0728 | -0.14899 | -6.2576 | 0.062777 | -3.0982 | -11.452
2043-05-01 | 0.46044 | -1.1773 | 0.81166 | -2.0705 | -0.14737 | -6.2601 | 0.062777 | -3.121 | -11.4414
2043-06-01 | 0.46069 | -1.1832 | 0.76372 | -2.0789 | -0.14812 | -6.2999 | 0.062777 | -3.1578 | -11.5807
2043-07-01 | 0.46081 | -1.1865 | 0.73052 | -2.0797 | -0.14974 | -6.3301 | 0.062777 | -3.157 | -11.6489
2043-08-01 | 0.46086 | -1.1922 | 0.67769 | -2.0806 | -0.15164 | -6.365 | 0.062777 | -3.1532 | -11.7413
2043-09-01 | 0.46086 | -1.1922 | 0.6842 | -2.0804 | -0.15354 | -6.3769 | 0.062777 | -3.1465 | -11.7418
2043-10-01 | 0.46086 | -1.1922 | 0.71351 | -2.0804 | -0.1554 | -6.3805 | 0.062777 | -3.1399 | -11.7113
2043-11-01 | 0.46095 | -1.1955 | 0.74353 | -2.0755 | -0.15672 | -6.4037 | 0.062777 | -3.1599 | -11.7241
2043-12-01 | 0.46598 | -1.1984 | 0.78051 | -2.0709 | -0.15614 | -6.407 | 0.062985 | -3.1557 | -11.6786
2044-01-01 | 0.46906 | -1.1984 | 0.81446 | -2.0777 | -0.15456 | -6.421 | 0.063141 | -3.1429 | -11.6478
2044-02-01 | 0.47007 | -1.2073 | 0.80871 | -2.0875 | -0.15394 | -6.46 | 0.063141 | -3.1672 | -11.734
2044-03-01 | 0.47333 | -1.2212 | 0.78793 | -2.1153 | -0.1537 | -6.5035 | 0.063141 | -3.1451 | -11.8144
2044-04-01 | 0.47673 | -1.2239 | 0.79825 | -2.1137 | -0.15363 | -6.5448 | 0.064081 | -3.1389 | -11.8358
2044-05-01 | 0.47737 | -1.2389 | 0.83309 | -2.1681 | -0.15444 | -6.5616 | 0.064081 | -3.1629 | -11.9115
2044-06-01 | 0.47765 | -1.2418 | 0.85174 | -2.1673 | -0.15612 | -6.5822 | 0.064204 | -3.1919 | -11.9457
2044-07-01 | 0.47774 | -1.248 | 0.80161 | -2.1686 | -0.15794 | -6.61 | 0.064204 | -3.1942 | -12.0352
2044-08-01 | 0.47779 | -1.2509 | 0.7702 | -2.1692 | -0.15988 | -6.6446 | 0.064204 | -3.1873 | -12.0996
2044-09-01 | 0.4778 | -1.2509 | 0.79102 | -2.1691 | -0.16186 | -6.6469 | 0.064204 | -3.1805 | -12.0763
2044-10-01 | 0.47782 | -1.2509 | 0.82023 | -2.1691 | -0.16379 | -6.6516 | 0.064204 | -3.1738 | -12.047
2044-11-01 | 0.47815 | -1.2523 | 0.84818 | -2.1727 | -0.16553 | -6.6899 | 0.064216 | -3.1896 | -12.0794
2044-12-01 | 0.47953 | -1.2523 | 0.88914 | -2.17 | -0.16673 | -6.7294 | 0.064375 | -3.2308 | -12.1162
2045-01-01 | 0.48435 | -1.2524 | 0.92374 | -2.1656 | -0.1676 | -6.7397 | 0.064375 | -3.2135 | -12.0663
2045-02-01 | 0.48653 | -1.2524 | 0.91522 | -2.1838 | -0.16861 | -6.7834 | 0.064375 | -3.2461 | -12.1681
2045-03-01 | 0.48664 | -1.2657 | 0.94793 | -2.2214 | -0.16943 | -6.8261 | 0.064466 | -3.2399 | -12.2235
2045-04-01 | 0.48754 | -1.2684 | 0.91549 | -2.2196 | -0.17044 | -6.8664 | 0.064827 | -3.2889 | -12.3459
2045-05-01 | 0.48763 | -1.2862 | 0.92961 | -2.2935 | -0.17204 | -6.91 | 0.064827 | -3.3171 | -12.4968
2045-06-01 | 0.48769 | -1.2895 | 0.88739 | -2.3032 | -0.17401 | -6.9534 | 0.064827 | -3.3508 | -12.6311
2045-07-01 | 0.48774 | -1.2931 | 0.82745 | -2.3055 | -0.17588 | -6.9927 | 0.064827 | -3.3529 | -12.7402
2045-08-01 | 0.48776 | -1.2986 | 0.83232 | -2.307 | -0.17785 | -7.0356 | 0.064827 | -3.3461 | -12.7802
2045-09-01 | 0.48776 | -1.2987 | 0.83934 | -2.3069 | -0.17985 | -7.0487 | 0.064827 | -3.3392 | -12.7814
2045-10-01 | 0.48777 | -1.2987 | 0.86847 | -2.3069 | -0.18181 | -7.0508 | 0.064827 | -3.3325 | -12.7497
2045-11-01 | 0.48817 | -1.3017 | 0.89613 | -2.3234 | -0.18376 | -7.0927 | 0.064827 | -3.3594 | -12.8119
2045-12-01 | 0.489 | -1.3058 | 0.91887 | -2.3559 | -0.1855 | -7.134 | 0.064827 | -3.377 | -12.8856
2046-01-01 | 0.49301 | -1.3065 | 0.94052 | -2.3503 | -0.18666 | -7.1723 | 0.064827 | -3.3591 | -12.8765
2046-02-01 | 0.50236 | -1.3066 | 0.99652 | -2.3401 | -0.1847 | -7.1647 | 0.064966 | -3.336 | -12.7682
2046-03-01 | 0.51007 | -1.3066 | 1.0417 | -2.3396 | -0.18227 | -7.1561 | 0.064966 | -3.3039 | -12.6718
2046-04-01 | 0.51162 | -1.3213 | 1.0441 | -2.3783 | -0.18303 | -7.1973 | 0.064966 | -3.3525 | -12.8117
2046-05-01 | 0.51301 | -1.3238 | 1.0326 | -2.377 | -0.18424 | -7.2375 | 0.064966 | -3.3727 | -12.8847
2046-06-01 | 0.51319 | -1.327 | 1.0057 | -2.3951 | -0.18573 | -7.2777 | 0.064966 | -3.4053 | -13.007
2046-07-01 | 0.51323 | -1.3302 | 0.9734 | -2.3929 | -0.18758 | -7.3016 | 0.064966 | -3.4045 | -13.0652
2046-08-01 | 0.51328 | -1.3357 | 0.96441 | -2.3937 | -0.1896 | -7.327 | 0.064966 | -3.4003 | -13.1038
2046-09-01 | 0.51328 | -1.3357 | 0.98322 | -2.3936 | -0.19163 | -7.343 | 0.064966 | -3.3934 | -13.0959
2046-10-01 | 0.51332 | -1.3358 | 1.0123 | -2.3931 | -0.1936 | -7.3411 | 0.064966 | -3.3866 | -13.0596
2046-11-01 | 0.51366 | -1.3385 | 1.0404 | -2.403 | -0.19553 | -7.3743 | 0.065182 | -3.4023 | -13.0943
2046-12-01 | 0.51621 | -1.3408 | 1.0705 | -2.4032 | -0.19686 | -7.4059 | 0.065182 | -3.4282 | -13.1231
2047-01-01 | 0.51966 | -1.3463 | 1.099 | -2.3971 | -0.19736 | -7.438 | 0.065182 | -3.4144 | -13.1094
2047-02-01 | 0.51982 | -1.3463 | 1.1359 | -2.3959 | -0.19783 | -7.4767 | 0.065182 | -3.4395 | -13.1353
2047-03-01 | 0.52011 | -1.3593 | 1.1485 | -2.4303 | -0.19843 | -7.5152 | 0.065182 | -3.4488 | -13.2182
2047-04-01 | 0.52054 | -1.3764 | 1.1481 | -2.4725 | -0.19956 | -7.5542 | 0.065182 | -3.4973 | -13.3662
2047-05-01 | 0.5206 | -1.3791 | 1.1371 | -2.4715 | -0.20081 | -7.5926 | 0.065182 | -3.5247 | -13.4459
2047-06-01 | 0.5207 | -1.3823 | 1.0927 | -2.4881 | -0.20241 | -7.6316 | 0.065182 | -3.5585 | -13.5844
2047-07-01 | 0.52075 | -1.3856 | 1.0595 | -2.491 | -0.20427 | -7.6707 | 0.065182 | -3.5573 | -13.6634
2047-08-01 | 0.52077 | -1.3909 | 1.0017 | -2.4919 | -0.2063 | -7.7095 | 0.065182 | -3.5532 | -13.7642
2047-09-01 | 0.52077 | -1.391 | 1.0237 | -2.4918 | -0.20827 | -7.7225 | 0.065182 | -3.5462 | -13.7502
2047-10-01 | 0.52079 | -1.391 | 1.0527 | -2.4917 | -0.21014 | -7.7216 | 0.065182 | -3.5394 | -13.7152
2047-11-01 | 0.52085 | -1.394 | 1.0799 | -2.4965 | -0.21207 | -7.76 | 0.065182 | -3.6079 | -13.8045
2047-12-01 | 0.52829 | -1.3965 | 1.109 | -2.4929 | -0.21325 | -7.7932 | 0.065619 | -3.5749 | -13.7678
2048-01-01 | 0.52883 | -1.397 | 1.1443 | -2.4922 | -0.21406 | -7.8303 | 0.065619 | -3.5653 | -13.7601
2048-02-01 | 0.53002 | -1.406 | 1.1599 | -2.5167 | -0.21518 | -7.8671 | 0.065619 | -3.607 | -13.8565
2048-03-01 | 0.53014 | -1.4061 | 1.2021 | -2.5126 | -0.2157 | -7.9028 | 0.065619 | -3.6319 | -13.8711
2048-04-01 | 0.53034 | -1.4229 | 1.1724 | -2.5455 | -0.21654 | -7.939 | 0.065619 | -3.6457 | -14.0014
2048-05-01 | 0.5305 | -1.4403 | 1.1156 | -2.5685 | -0.21794 | -7.9762 | 0.065619 | -3.7117 | -14.2028
2048-06-01 | 0.53058 | -1.4434 | 1.0927 | -2.5856 | -0.21971 | -8.013 | 0.065619 | -3.7449 | -14.3178
2048-07-01 | 0.53065 | -1.4467 | 1.0522 | -2.5885 | -0.22161 | -8.0498 | 0.065619 | -3.7441 | -14.4021
2048-08-01 | 0.53067 | -1.4521 | 1.0274 | -2.5894 | -0.22365 | -8.0863 | 0.065619 | -3.7399 | -14.4677
2048-09-01 | 0.53067 | -1.4521 | 1.0321 | -2.5893 | -0.2257 | -8.1074 | 0.065619 | -3.7329 | -14.479
2048-10-01 | 0.53081 | -1.4522 | 1.0611 | -2.5882 | -0.22748 | -8.109 | 0.065619 | -3.7259 | -14.4452
2048-11-01 | 0.53141 | -1.4535 | 1.0886 | -2.5868 | -0.22888 | -8.1424 | 0.065619 | -3.7485 | -14.4744
2048-12-01 | 0.53656 | -1.4535 | 1.1228 | -2.5835 | -0.22936 | -8.1653 | 0.065792 | -3.7333 | -14.4398
2049-01-01 | 0.53687 | -1.4535 | 1.1547 | -2.5944 | -0.22953 | -8.1909 | 0.065792 | -3.7414 | -14.4524
2049-02-01 | 0.53793 | -1.4536 | 1.1839 | -2.5928 | -0.22995 | -8.2245 | 0.065792 | -3.7563 | -14.4694
2049-03-01 | 0.5499 | -1.4536 | 1.2673 | -2.59 | -0.22974 | -8.1863 | 0.070524 | -3.7011 | -14.273
2049-04-01 | 0.55246 | -1.468 | 1.2598 | -2.613 | -0.22938 | -8.2157 | 0.070524 | -3.729 | -14.3721
2049-05-01 | 0.55288 | -1.4707 | 1.2904 | -2.615 | -0.23016 | -8.245 | 0.070524 | -3.7577 | -14.4047
2049-06-01 | 0.55303 | -1.4739 | 1.2352 | -2.639 | -0.23204 | -8.2738 | 0.070524 | -3.7907 | -14.5507
2049-07-01 | 0.5531 | -1.4771 | 1.1784 | -2.6396 | -0.234 | -8.2987 | 0.070524 | -3.7896 | -14.637
2049-08-01 | 0.55314 | -1.4824 | 1.1641 | -2.6404 | -0.23605 | -8.333 | 0.070524 | -3.7854 | -14.6894
2049-09-01 | 0.55314 | -1.4824 | 1.1865 | -2.6404 | -0.23812 | -8.3483 | 0.070524 | -3.7783 | -14.6773
2049-10-01 | 0.55318 | -1.4824 | 1.2154 | -2.6393 | -0.23994 | -8.3441 | 0.070524 | -3.7713 | -14.638
2049-11-01 | 0.55325 | -1.4865 | 1.2426 | -2.6457 | -0.24174 | -8.378 | 0.070524 | -3.7949 | -14.6804
2049-12-01 | 0.55328 | -1.4895 | 1.2503 | -2.6753 | -0.24359 | -8.4119 | 0.070524 | -3.8538 | -14.7999
2050-01-01 | 0.57601 | -1.491 | 1.3115 | -2.6639 | -0.24403 | -8.4215 | 0.072896 | -3.7887 | -14.6487
2050-02-01 | 0.57955 | -1.491 | 1.3821 | -2.6576 | -0.24229 | -8.389 | 0.075998 | -3.7686 | -14.5109
2050-03-01 | 0.59849 | -1.491 | 1.4484 | -2.6511 | -0.2389 | -8.3413 | 0.077563 | -3.7193 | -14.3172
2050-04-01 | 0.59949 | -1.5053 | 1.4419 | -2.6785 | -0.23656 | -8.3717 | 0.077649 | -3.7633 | -14.4363
2050-05-01 | 0.60122 | -1.508 | 1.4781 | -2.6911 | -0.23675 | -8.405 | 0.077649 | -3.7579 | -14.4419
2050-06-01 | 0.60146 | -1.5111 | 1.4856 | -2.7058 | -0.23828 | -8.4385 | 0.077649 | -3.7902 | -14.5192
2050-07-01 | 0.60167 | -1.5143 | 1.4624 | -2.7079 | -0.24018 | -8.4627 | 0.077767 | -3.7888 | -14.572
2050-08-01 | 0.60171 | -1.5197 | 1.4368 | -2.7082 | -0.24225 | -8.4873 | 0.077767 | -3.7841 | -14.6252
2050-09-01 | 0.60172 | -1.5197 | 1.4567 | -2.7081 | -0.24427 | -8.4995 | 0.077767 | -3.7769 | -14.6124
2050-10-01 | 0.60182 | -1.5197 | 1.4855 | -2.708 | -0.24623 | -8.4965 | 0.077767 | -3.7699 | -14.5753
2050-11-01 | 0.60206 | -1.5211 | 1.5125 | -2.7142 | -0.24827 | -8.5154 | 0.077767 | -3.8201 | -14.6268
2050-12-01 | 0.6025 | -1.5237 | 1.5443 | -2.711 | -0.24983 | -8.5474 | 0.077915 | -3.8117 | -14.6189
2051-01-01 | 0.61215 | -1.5238 | 1.6011 | -2.7058 | -0.25005 | -8.5615 | 0.079857 | -3.798 | -14.5461
2051-02-01 | 0.61304 | -1.5238 | 1.634 | -2.7055 | -0.24992 | -8.5759 | 0.079857 | -3.7904 | -14.5186
2051-03-01 | 0.61304 | -1.5238 | 1.6654 | -2.7055 | -0.25048 | -8.5725 | 0.079857 | -3.7839 | -14.4778
2051-04-01 | 0.61304 | -1.5377 | 1.6951 | -2.7458 | -0.25192 | -8.5686 | 0.079857 | -3.7767 | -14.4928
2051-05-01 | 0.61304 | -1.5378 | 1.7231 | -2.7458 | -0.2537 | -8.5587 | 0.079857 | -3.7697 | -14.4498
2051-06-01 | 0.61304 | -1.5378 | 1.7505 | -2.7458 | -0.25572 | -8.5486 | 0.079857 | -3.7626 | -14.4072
2051-07-01 | 0.61304 | -1.5378 | 1.7793 | -2.7458 | -0.25772 | -8.5409 | 0.079857 | -3.7556 | -14.3657
2051-08-01 | 0.61304 | -1.5379 | 1.8092 | -2.7458 | -0.25981 | -8.5402 | 0.079857 | -3.7484 | -14.3301
Sum | 118.55 | -312.88 | -102.309 | -549.196 | -40.1478 | -1671.68 | 14.8741 | -865.043 | -3407.83

## GP Irrigation
Transmission Link Flow
Scenario: WWR Increased Water Productivity, All months (12)
Cubic Meter
| "Transmission Link from Anti Atlas GW to I_PMH Anti Atlas Ighrem" | "Transmission Link from Chtouka GW to I_Modern Prive Chtouka" | "Transmission Link from Chtouka GW to I_Modern Public Massa" | "Transmission Link from Chtouka GW to I_Moderne Prive Massa" | "Transmission Link from Chtouka GW to I_Oughzifen" | "Transmission Link from Haut Montagne Souss GW to I_PMH Montagne Souss" | "Transmission Link from Haut Montagne Souss GW to I_PMH Taliouine Tifnoute" | "Transmission Link from Souss GW to I_El Guerdane" | "Transmission Link from Souss GW to I_Moderne Prive Souss" | "Transmission Link from Souss GW to I_Moderne Public Issen" | "Transmission Link from Souss GW to I_Moderne Public Souss Amont" | "Transmission Link from Souss GW to I_Traditional Rehabilite du Souss Perimetre D" | "Transmission Link from Souss GW to I_Traditionnel non Rehabilite 2eme" | "Transmission Link from Souss GW to I_Traditionnel rehabilite du Souss 1ere" | "Transmission Link from Souss GW to I_Traditionnel Rehabilite Souss Amont" | "Transmission Link from Tiznit GW to I_PMH de Tiznit" | Sum
2018-09-01 | 0 | 0 | 6.8824 | 0 | 0 | 0 | 0 | 0 | 0 | 70.7215 | 1629343 | 0 | 0 | 0 | 926464 | 0 | 2555885
2018-10-01 | 415641 | 1878205 | 2.7405 | 659498 | 10679.4 | 0 | 1692532 | 0 | 8193466 | 3.8203 | 2473552 | 171458 | 0 | 967635 | 959218 | 665741 | 18087631
2018-11-01 | 0 | 0 | 42.9296 | 2928611 | 38123.4 | 0 | 0 | 90.1845 | 6486795 | 0 | 2806679 | 1392234 | 1641541 | 8906933 | 1648019 | 6106247 | 31955316
2018-12-01 | 0 | 1830590 | 10.4263 | 1080580 | 10029.6 | 0 | 0 | 0 | 7593090 | 0 | 4385433 | 1059386 | 419829 | 6280984 | 571064 | 0 | 23230996
2019-01-01 | 0 | 0 | 0 | 0 | 0 | 0 | 0 | 0 | 0 | 0 | 40664.6 | 0 | 0 | 0 | 105260 | 0 | 145925
2019-02-01 | 0 | 0 | 0 | 6694722 | 111808 | 0 | 0 | 0 | 13529774 | 0 | 2498302 | 0 | 0 | 0 | 11956.9 | 1676233 | 24522795
2019-03-01 | 4582124 | 12515090 | 978409 | 2182355 | 30434.5 | 5554126 | 18531708 | 13.383 | 52224750 | 11.6422 | 6751016 | 3317.15 | 0 | 0 | 7100.1 | 3652044 | 107012498
2019-04-01 | 835052 | 2646853 | 1664668 | 2070749 | 80879.9 | 6078804 | 125951 | 113.66 | 54571681 | 14.4156 | 4441004 | 2046.85 | 7.518 | 0 | 3985.9 | 4014869 | 76536679
2019-05-01 | 955832 | 5620241 | 2633855 | 10231562 | 64442.3 | 10224323 | 447876 | 20.2183 | 18385208 | 27.6536 | 5536237 | 1797886 | 6989036 | 11324875 | 4759020 | 4396005 | 83366446
2019-06-01 | 1748669 | 3066284 | 5913003 | 4615470 | 91710.1 | 428656 | 690871 | 28.1614 | 28580146 | 5.3888 | 3031513 | 116656 | 260168 | 771507 | 1219959 | 586114 | 51120760
2019-07-01 | 867015 | 4793398 | 3403708 | 7760002 | 103836 | 215218 | 227174 | 1779924 | 29722100 | 9.9545 | 1568930 | 59068.6 | 0 | 1152115 | 30198.5 | 0 | 51682697
2019-08-01 | 0 | 2255642 | 4778873 | 3335926 | 27924.8 | 0 | 0 | 4556177 | 20918489 | 5.9107 | 2363524 | 0 | 0 | 0 | 15045.3 | 0 | 38251606
2019-09-01 | 0 | 0 | 0 | 0 | 0 | 0 | 0 | 0 | 7426384 | 21.5528 | 4354315 | 0 | 0 | 0 | 1219523 | 0 | 13000244
2019-10-01 | 478445 | 1419716 | 10.9714 | 914809 | 12692.7 | 8.1417 | 60.349 | 26.315 | 8320731 | 0 | 857293 | 1666900 | 5823226 | 10931946 | 1217059 | 0 | 31642923
2019-11-01 | 1190450 | 4153652 | 0 | 3330308 | 57778.1 | 0 | 805814 | 7.5953 | 31298898 | 58.3847 | 3894233 | 2584582 | 6954987 | 7694288 | 1723293 | 2703624 | 66391973
2019-12-01 | 0 | 1838781 | 1031601 | 1753685 | 44779.3 | 5923769 | 6264231 | 23.8808 | 27882335 | 56.5185 | 5167763 | 1110102 | 6160037 | 16155912 | 703082 | 4643473 | 78679631
2020-01-01 | 0 | 7648570 | 0 | 5011737 | 55115.1 | 0 | 0 | 0 | 3682983 | 74.4834 | 3546918 | 0 | 94786.9 | 434038 | 1436435 | 0 | 21910657
2020-02-01 | 4011299 | 0 | 0 | 1212594 | 74022.7 | 0 | 0 | 0 | 53050978 | 39.1998 | 1425077 | 98938.6 | 0 | 0 | 1060804 | 0 | 60933752
2020-03-01 | 0 | 10084791 | 0 | 2775040 | 0 | 0 | 0 | 0 | 7423334 | 0 | 96906.9 | 0 | 0 | 0 | 0 | 0 | 20380072
2020-04-01 | 837572 | 2632830 | 2037396 | 4138593 | 69286.1 | 4206992 | 0 | 5.0739 | 53292672 | 0 | 5684917 | 10597.4 | 0 | 0 | 41 | 3835328 | 76746230
2020-05-01 | 957771 | 5562573 | 2781611 | 8776720 | 78051.9 | 3971154 | 447666 | 86.4847 | 24150427 | 37.8168 | 6632618 | 1457139 | 6507805 | 8690065 | 3930469 | 4304111 | 78248306
2020-06-01 | 971837 | 3080566 | 4947592 | 6998091 | 99926.1 | 426980 | 677792 | 98.8585 | 27486753 | 95.5905 | 5042927 | 117879 | 992261 | 1135688 | 1241291 | 575146 | 53794925
2020-07-01 | 874585 | 6949055 | 3637739 | 5483117 | 76400.3 | 210355 | 229604 | 97.3133 | 34016907 | 5.6062 | 1443133 | 57053.9 | 201991 | 800769 | 3021.25 | 0 | 53983833
2020-08-01 | 791292 | 2145815 | 5176471 | 3377106 | 67645.7 | 0 | 0 | 6.1324 | 20940666 | 2.4412 | 2396024 | 0 | 0 | 0 | 0 | 0 | 34895029
2020-09-01 | 0 | 0 | 0 | 0 | 0 | 0 | 0 | 0 | 3769736 | 19.2621 | 2815698 | 0 | 0 | 0 | 1196038 | 0 | 7781492
2020-10-01 | 938824 | 0 | 93.4971 | 3.3896 | 14278.1 | 1911211 | 2762231 | 55.6663 | 12065203 | 40.7339 | 2335013 | 2232747 | 543890 | 9063129 | 2083506 | 2074999 | 36025225
2020-11-01 | 0 | 221992 | 7.3456 | 31.005 | 13668.1 | 24.7468 | 2765410 | 1.0584 | 20678966 | 6.7783 | 1116034 | 33450.8 | 5370038 | 8951181 | 48617.2 | 0 | 39199428
2020-12-01 | 0 | 4728548 | 90.124 | 23.952 | 52825.5 | 0 | 511724 | 38.7319 | 35110189 | 53.0985 | 2512127 | 1457290 | 0 | 247077 | 1625245 | 4836736 | 51081968
2021-01-01 | 2841043 | 0 | 12.7824 | 98.5648 | 45065 | 3870901 | 12694254 | 23.8265 | 37659037 | 42.8969 | 7802022 | 881568 | 5124129 | 5306157 | 2151570 | 0 | 78375925
2021-02-01 | 0 | 10355492 | 0 | 492841 | 58108 | 0 | 0 | 95.5221 | 5944765 | 43.033 | 247865 | 96054.2 | 0 | 0 | 27041.3 | 0 | 17222305
2021-03-01 | 4507834 | 10129228 | 29.7004 | 48.7054 | 85152.2 | 72.7488 | 16910325 | 4.9146 | 53241189 | 0 | 5668779 | 14862.2 | 0 | 0 | 105 | 3182962 | 93740592
2021-04-01 | 751200 | 0 | 124114 | 48.4071 | 12753.9 | 9484100 | 99139.9 | 17.6626 | 14204348 | 16.3803 | 4253839 | 1418067 | 6175624 | 8251585 | 3865732 | 6441816 | 55082402
2021-05-01 | 945632 | 3610913 | 2754169 | 4896022 | 97455.5 | 380327 | 447005 | 4863961 | 25831718 | 92.4702 | 5730922 | 1182434 | 7227309 | 7640115 | 1179234 | 293263 | 67080573
2021-06-01 | 1037754 | 5236669 | 5221393 | 2884086 | 118070 | 635496 | 446052 | 8396219 | 32187097 | 36.29 | 5075526 | 114924 | 1185240 | 1143025 | 1216005 | 613024 | 65510614
2021-07-01 | 1615319 | 4889220 | 1158902 | 3169194 | 76239.5 | 214931 | 436883 | 8089441 | 29969643 | 5.7831 | 1434952 | 55859.3 | 308985 | 1179514 | 0 | 294855 | 52893944
2021-08-01 | 0 | 944768 | 3154525 | 10.687 | 27868.3 | 0 | 0 | 3847089 | 20662791 | 16.4147 | 2310881 | 0 | 0 | 0 | 0 | 0 | 30947949
2021-09-01 | 0 | 0 | 0 | 0 | 0 | 0 | 0 | 0 | 3685099 | 38.7697 | 2725965 | 0 | 0 | 0 | 1892862 | 0 | 8303965
2021-10-01 | 963719 | 498776 | 13.1041 | 22.9708 | 33930.5 | 8528042 | 3942672 | 2626744 | 11989729 | 8.3162 | 4641876 | 2549300 | 7318833 | 15406892 | 3321173 | 5974800 | 67796530
2021-11-01 | 1728898 | 2806710 | 84.0636 | 13.758 | 56185.3 | 5998627 | 4621426 | 6853205 | 33416279 | 40.1587 | 5983929 | 426511 | 6455046 | 5077900 | 681840 | 5955880 | 80062575
2021-12-01 | 336647 | 343427 | 57.1999 | 41.7926 | 29748.7 | 0 | 0 | 5295979 | 45764673 | 125342 | 3796923 | 342333 | 1339612 | 2038482 | 155620 | 0 | 59568885
2022-01-01 | 2712474 | 0 | 0 | 7.771 | 46051 | 0 | 121.057 | 22.1534 | 11507694 | 34.5952 | 1656084 | 1216740 | 0 | 7393967 | 3146449 | 0 | 27679645
2022-02-01 | 0 | 11528523 | 0 | 3161755 | 107536 | 34.0028 | 436692 | 119.648 | 52181947 | 0 | 5734746 | 0 | 0 | 0 | 1085460 | 3082429 | 77319242
2022-03-01 | 5212946 | 352461 | 38.4214 | 28.9135 | 56226.4 | 46.7056 | 17293439 | 5.6977 | 53487039 | 0 | 5398530 | 9713.95 | 0 | 0 | 84 | 595641 | 82406201
2022-04-01 | 0 | 7964198 | 8.9729 | 99.2587 | 16429.6 | 0.7974 | 0 | 3.5333 | 4139202 | 62.2622 | 1347846 | 1575005 | 0 | 9443752 | 2623209 | 3134852 | 30244668
2022-05-01 | 847726 | 5930810 | 36.0468 | 6814021 | 70450.5 | 0 | 0 | 0 | 26078869 | 37.3184 | 6003363 | 1158085 | 4258113 | 0 | 2158532 | 4173822 | 57493865
2022-06-01 | 1032124 | 5385781 | 4574360 | 1035642 | 137147 | 135624 | 425926 | 89.9348 | 28706131 | 99.6454 | 5060752 | 113059 | 1181853 | 1101611 | 1236907 | 579636 | 50706743
2022-07-01 | 871606 | 4832009 | 2881417 | 3321897 | 104181 | 4.6574 | 441375 | 98.7777 | 33017233 | 8.5377 | 1253315 | 57442.9 | 316407 | 1139841 | 0 | 303017 | 48539853
2022-08-01 | 764735 | 0 | 1605306 | 65.1377 | 39163.5 | 0 | 0 | 16.7578 | 20519585 | 18.4974 | 2367874 | 0 | 0 | 0 | 0 | 0 | 25296765
2022-09-01 | 0 | 0 | 0 | 0 | 0 | 0 | 0 | 0 | 3611044 | 23.5146 | 2783140 | 0 | 0 | 0 | 1023413 | 0 | 7417621
2022-10-01 | 805480 | 904012 | 0.37314 | 0.46115 | 49266 | 661529 | 3459660 | 56.5578 | 23940164 | 76.3181 | 6271817 | 2119830 | 13584497 | 10190000 | 2758770 | 3612090 | 68357248
2022-11-01 | 934099 | 0 | 0 | 47.265 | 57707.5 | 0 | 754717 | 2.0307 | 34074503 | 5.8338 | 643539 | 1936372 | 4714075 | 16368000 | 1165100 | 3551009 | 64199177
2022-12-01 | 2276151 | 1000935 | 98.9372 | 74.0617 | 18190.6 | 9038295 | 8923343 | 78.772 | 25155186 | 2025924 | 6331485 | 1073658 | 14094601 | 0 | 619572 | 927882 | 71485475
2023-01-01 | 0 | 8157352 | 855619 | 75.2466 | 100475 | 0 | 884429 | 866.476 | 42465634 | 6089121 | 4209368 | 59781.1 | 236165 | 4101600 | 1703270 | 3700260 | 72564016
2023-02-01 | 4141268 | 0 | 0 | 44.4075 | 12883.1 | 66.0808 | 17874412 | 3.0799 | 54461778 | 0.31273 | 4501278 | 0 | 0 | 0 | 12499 | 2048139 | 83052371
2023-03-01 | 5182949 | 12318851 | 1995577 | 2199244 | 87407.1 | 5074854 | 30254.1 | 9868529 | 36402192 | 6880117 | 5678722 | 1291.45 | 0 | 7677.25 | 0 | 6333590 | 92061254
2023-04-01 | 811301 | 607907 | 83.6793 | 17.2044 | 68509.3 | 9806748 | 17987398 | 16188209 | 32854295 | 5388754 | 4423845 | 1732.24 | 0 | 10303 | 0 | 3794343 | 91943445
2023-05-01 | 847663 | 5563471 | 826080 | 1561055 | 63218.7 | 6497821 | 414430 | 4276321 | 32410866 | 3318410 | 7381419 | 747846 | 4109983 | 4681700 | 1901570 | 3865611 | 78467465
2023-06-01 | 1016562 | 3066233 | 4595494 | 5101224 | 118911 | 411986 | 659491 | 8502808 | 28529125 | 3438728 | 3926538 | 195789 | 1487199 | 1336836 | 1567548 | 594572 | 64549045
2023-07-01 | 831175 | 4848794 | 2784926 | 578102 | 74910 | 212178 | 218664 | 8171325 | 34168678 | 869662 | 1763262 | 58331.2 | 370898 | 1147964 | 0 | 289424 | 56388293
2023-08-01 | 756002 | 1241279 | 1037660 | 58.644 | 39313.2 | 0 | 0 | 3720721 | 7506608 | 515214 | 2330064 | 0 | 0 | 0 | 0 | 0 | 17146920
2023-09-01 | 0 | 0 | 0 | 0 | 0 | 0 | 0 | 0 | 7134322 | 2282597 | 2870814 | 0 | 0 | 0 | 1983311 | 0 | 14271045
2023-10-01 | 407230 | 1392467 | 11.5415 | 55.8976 | 56348.8 | 699856 | 1692099 | 2792399 | 18255397 | 6195770 | 4397528 | 1832104 | 11264023 | 12378528 | 1680770 | 3682610 | 66727197
2023-11-01 | 467126 | 0 | 0 | 3.346 | 3717.86 | 45.1698 | 4.6795 | 7.9801 | 12936097 | 9.4663 | 51027.3 | 2605499 | 3045347 | 14887172 | 1858891 | 0 | 35854948
2023-12-01 | 0 | 3676892 | 47.8286 | 49.1289 | 71296.6 | 52.506 | 0 | 41.9712 | 49241770 | 36.6449 | 5918228 | 595469 | 0 | 2831900 | 248720 | 2974931 | 65559434
2024-01-01 | 2903900 | 0 | 12741.5 | 548692 | 21082.3 | 0 | 13945206 | 84.8259 | 43726165 | 69.633 | 4702427 | 810954 | 2689636 | 4563300 | 2343370 | 1443165 | 77710792
2024-02-01 | 0 | 9992910 | 95.3473 | 3181446 | 107821 | 9837475 | 876264 | 272.913 | 48467987 | 5.0438 | 4517156 | 1106830 | 505103 | 666777 | 2539400 | 3566598 | 85366140
2024-03-01 | 5097764 | 10203228 | 54.8035 | 18.0947 | 55723.7 | 1583061 | 17671043 | 12671194 | 40577585 | 5.9657 | 5539611 | 176.195 | 0 | 10587 | 7 | 6215983 | 99626041
2024-04-01 | 773802 | 2195137 | 302770 | 40.3445 | 29741.4 | 9682883 | 126244 | 3472064 | 24041587 | 74.2895 | 4341910 | 1253943 | 9195899 | 10904692 | 4049874 | 122035 | 70492696
2024-05-01 | 839652 | 3223490 | 70.8797 | 2442245 | 83559.9 | 211723 | 221152 | 4376683 | 15592750 | 2901565 | 3441222 | 1128368 | 6072154 | 7150402 | 1099230 | 3882108 | 52666374
2024-06-01 | 1009578 | 5320411 | 1543147 | 4077685 | 100381 | 418955 | 673192 | 8154755 | 32532587 | 3366091 | 5059981 | 111781 | 1222609 | 1175886 | 1236762 | 573377 | 66577179
2024-07-01 | 845639 | 4972549 | 4152072 | 3436273 | 103937 | 210282 | 214161 | 11089615 | 25940026 | 920595 | 1326281 | 54983.1 | 354061 | 1128065 | 0 | 287512 | 55036051
2024-08-01 | 749720 | 1276328 | 1225030 | 40.498 | 39500.1 | 0 | 0 | 815253 | 24055479 | 616835 | 2342313 | 0 | 0 | 0 | 0 | 0 | 31120499
2024-09-01 | 0 | 0 | 63.6895 | 0 | 0 | 0 | 0 | 0 | 3534148 | 2415343 | 1866493 | 0 | 0 | 0 | 990462 | 0 | 8806509
2024-10-01 | 798080 | 0 | 42.6806 | 65.9599 | 41247.1 | 8729286 | 3439725 | 3628258 | 18255827 | 6018958 | 6388625 | 1130236 | 9848954 | 11163075 | 2334679 | 7157888 | 78934948
2024-11-01 | 587850 | 0 | 0 | 1.142 | 3753.64 | 0 | 0 | 97.9875 | 21848097 | 0.20716 | 288857 | 2451716 | 0 | 9290623 | 957168 | 0 | 35428165
2024-12-01 | 1610172 | 4779425 | 642532 | 19.1423 | 58993.6 | 4868956 | 7497390 | 3.5599 | 29552317 | 87.6395 | 7383403 | 1450675 | 1445425 | 16082966 | 1721197 | 3217496 | 80311059
2025-01-01 | 0 | 0 | 0 | 93.9026 | 27633.6 | 0 | 0 | 0 | 7665421 | 0 | 243908 | 0 | 0 | 0 | 0 | 0 | 7937057
2025-02-01 | 3901587 | 2122598 | 0 | 509378 | 83674.5 | 0 | 0 | 0 | 41012617 | 0 | 2977659 | 0 | 0 | 0 | 25569.2 | 2981623 | 53614705
2025-03-01 | 5123267 | 11611398 | 10.9887 | 788010 | 81904.6 | 27.7575 | 17592621 | 5.6192 | 50085592 | 0 | 8715993 | 5066.61 | 0 | 0 | 15 | 2554784 | 96558696
2025-04-01 | 42119.4 | 10905631 | 32.2666 | 52.682 | 28231.7 | 17.8476 | 16618672 | 3.9462 | 55654365 | 0 | 3178297 | 12470.5 | 0 | 0 | 29 | 3767403 | 90207326
2025-05-01 | 93866.1 | 2919925 | 7.0332 | 1149100 | 63469.2 | 4.578 | 2.868 | 60.9743 | 18959529 | 0.39825 | 4615605 | 1349014 | 6905396 | 6955919 | 3740874 | 3669552 | 50422325
2025-06-01 | 1637719 | 5012416 | 3034689 | 3347521 | 91164.3 | 389953 | 435356 | 84.2059 | 28630660 | 22.1519 | 3818996 | 169418 | 796723 | 1097845 | 1208709 | 573306 | 50244581
2025-07-01 | 829053 | 4484904 | 2555523 | 3372843 | 103584 | 205001 | 215232 | 81.9757 | 29876409 | 45.8579 | 1852124 | 56025.6 | 373422 | 1100995 | 0 | 278932 | 45304176
2025-08-01 | 0 | 0 | 2962016 | 9.3374 | 39555.9 | 0 | 0 | 2252660 | 20398526 | 7.2082 | 3549707 | 0 | 0 | 0 | 0 | 0 | 29202482
2025-09-01 | 0 | 0 | 22.1447 | 0 | 0 | 0 | 0 | 0 | 3479307 | 3.7712 | 1656497 | 0 | 0 | 0 | 998519 | 0 | 6134349
2025-10-01 | 777870 | 0 | 62.3447 | 8.8321 | 19733.1 | 1274979 | 3374078 | 2052059 | 19805404 | 53.4397 | 4046674 | 2711792 | 12685601 | 14844703 | 1796549 | 2763781 | 66153347
2025-11-01 | 0 | 1585627 | 0 | 3240.81 | 53552.6 | 65.5097 | 0 | 77.8432 | 30363926 | 6.0528 | 1575975 | 1440266 | 7773564 | 8997976 | 2648968 | 4051123 | 58494367
2025-12-01 | 346415 | 0 | 93.6847 | 49.4581 | 57329.4 | 0 | 528955 | 61.8177 | 17372014 | 78.3805 | 4132386 | 49667.9 | 259305 | 296045 | 691635 | 1715568 | 25449604
2026-01-01 | 0 | 6745621 | 96124.1 | 1576061 | 34238.9 | 3507556 | 0 | 2517083 | 45549983 | 90.8854 | 6289365 | 330280 | 1552585 | 2202584 | 321390 | 5042392 | 75765353
2026-02-01 | 0 | 0 | 0 | 1.3896 | 95995.4 | 51.0627 | 7.366 | 6.9759 | 42964748 | 20.2119 | 51749.1 | 1114687 | 0 | 7285851 | 1345273 | 0 | 52858391
2026-03-01 | 4286239 | 9614579 | 0 | 81.341 | 19149.4 | 424390 | 17613350 | 2358785 | 13777194 | 72.0348 | 5479640 | 124544 | 0 | 762439 | 1030223 | 0 | 55490684
2026-04-01 | 714360 | 506541 | 0 | 89.2006 | 69424.9 | 9437406 | 160877 | 3274445 | 52347863 | 5.0813 | 3139700 | 4822.75 | 0 | 10813.9 | 55 | 3155307 | 72821710
2026-05-01 | 1006727 | 5210017 | 1597433 | 5573245 | 73835.7 | 6576327 | 439977 | 4719489 | 27094112 | 51.0242 | 6535868 | 1530526 | 2830669 | 10097596 | 3876897 | 4168430 | 81331199
2026-06-01 | 922493 | 2722891 | 2700457 | 610218 | 116354 | 6.2783 | 94534.3 | 74.3842 | 19252869 | 65.2042 | 2987090 | 111529 | 345749 | 738227 | 1158462 | 278744 | 32039765
2026-07-01 | 1575929 | 4558489 | 3609799 | 3492347 | 74994.2 | 135739 | 213976 | 90.9502 | 42569254 | 6.4256 | 1172945 | 57841.2 | 788894 | 1124572 | 0 | 281012 | 59655889
2026-08-01 | 0 | 1055071 | 1348830 | 56.9042 | 67506 | 0 | 0 | 2534807 | 7275545 | 4.1472 | 2402721 | 0 | 0 | 0 | 0 | 0 | 14684541
2026-09-01 | 0 | 0 | 14.021 | 0 | 0 | 0 | 0 | 0 | 7037468 | 41.7473 | 2849082 | 0 | 0 | 0 | 945096 | 0 | 10831702
2026-10-01 | 382119 | 37210.1 | 0 | 59.7856 | 3172.09 | 35753.7 | 1569447 | 1841661 | 13996443 | 60.7797 | 1781219 | 2265094 | 7938235 | 14680619 | 1650120 | 1550897 | 47732109
2026-11-01 | 0 | 0 | 40.8609 | 18.9745 | 59076.8 | 2905224 | 4160362 | 97.5166 | 29963986 | 82.2777 | 3757346 | 1316710 | 12614803 | 8530188 | 2592300 | 3457132 | 69357368
2026-12-01 | 1431455 | 2110537 | 13.3513 | 93.9644 | 0 | 5915407 | 8056086 | 6739236 | 23021193 | 57.6888 | 5131958 | 1016170 | 217441 | 0 | 705241 | 3591528 | 57936416
2027-01-01 | 3092670 | 1624392 | 15.189 | 109326 | 67682.1 | 228388 | 886823 | 7024951 | 46386608 | 2.9171 | 5282060 | 367.486 | 0 | 12589.8 | 0 | 3079528 | 67795404
2027-02-01 | 0 | 0 | 0 | 4.9874 | 26994.1 | 0 | 10705066 | 0.031268 | 9742532 | 0.44127 | 125979 | 91520.4 | 3769163 | 8056846 | 1519057 | 0 | 34037163
2027-03-01 | 4906660 | 11372431 | 259094 | 2476775 | 81870.2 | 51.6498 | 16700145 | 31.7042 | 52243271 | 0 | 6471174 | 20930.4 | 0 | 0 | 0 | 5971290 | 100503724
2027-04-01 | 769984 | 9202966 | 1.5238 | 54.2442 | 42245.3 | 9520110 | 119781 | 2699877 | 41810838 | 8090331 | 6148372 | 5255.01 | 147.3 | 11174 | 0 | 3606798 | 82027934
2027-05-01 | 168943 | 5235707 | 277516 | 4356849 | 60452.7 | 10012687 | 405933 | 4064154 | 30572867 | 3414350 | 3416059 | 1072022 | 6311076 | 6888175 | 2957168 | 450468 | 79664427
2027-06-01 | 1605083 | 3222630 | 3596030 | 3768971 | 115773 | 417826 | 652683 | 8179981 | 28574220 | 4190956 | 4937335 | 196361 | 1385815 | 1144683 | 1310470 | 562140 | 63860957
2027-07-01 | 815335 | 3940389 | 2293778 | 49.3026 | 79216.2 | 200459 | 0 | 8071958 | 33244232 | 616031 | 1544795 | 55754.9 | 371280 | 1112438 | 0 | 287687 | 52633402
2027-08-01 | 0 | 1195896 | 1007186 | 85.6814 | 27071 | 0 | 0 | 3800125 | 7173458 | 649734 | 2380301 | 0 | 0 | 0 | 0 | 0 | 16233857
2027-09-01 | 0 | 0 | 0 | 0 | 0 | 0 | 0 | 0 | 6928621 | 2629176 | 1815479 | 0 | 0 | 0 | 894173 | 0 | 12267449
2027-10-01 | 379865 | 0 | 4.4584 | 90.221 | 37342.9 | 0 | 84.0904 | 9.795 | 9677023 | 0.1958 | 2521345 | 1969435 | 0 | 6510584 | 1865065 | 2381990 | 25342840
2027-11-01 | 0 | 0 | 0 | 13.4452 | 54295.2 | 0 | 0 | 93.1857 | 26018913 | 8.1116 | 1254871 | 1464845 | 4767392 | 9031036 | 64039.1 | 497991 | 43153497
2027-12-01 | 0 | 0 | 0 | 4.8674 | 20036.5 | 0 | 0 | 0 | 0 | 0 | 248053 | 0 | 0 | 0 | 0 | 0 | 268094
2028-01-01 | 0 | 0 | 0 | 78.6545 | 0 | 0 | 0 | 0 | 7068580 | 0 | 4491.7 | 0 | 0 | 0 | 0 | 0 | 7073151
2028-02-01 | 0 | 2032128 | 0 | 3517319 | 104332 | 0 | 0 | 0 | 42048468 | 0 | 901753 | 99709.6 | 0 | 0 | 272980 | 0 | 48976690
2028-03-01 | 12431.7 | 9742989 | 0 | 87.6199 | 55291.9 | 0 | 0 | 0 | 53271427 | 1.122 | 5413907 | 867.595 | 0 | 0 | 13571 | 2949346 | 71459921
2028-04-01 | 4922587 | 155160 | 1064418 | 83.1573 | 29252.4 | 9221378 | 95965.1 | 87.1317 | 13890226 | 86.8796 | 3181799 | 2128489 | 570935 | 7372106 | 3723456 | 3683092 | 50039121
2028-05-01 | 893433 | 3004048 | 1284803 | 2803435 | 69173.1 | 6301299 | 343760 | 47.5199 | 23531938 | 12.1921 | 6287612 | 111703 | 6496671 | 7277701 | 1188343 | 524710 | 60118687
2028-06-01 | 879164 | 5032292 | 61.8502 | 4392968 | 107981 | 403923 | 430566 | 81.5662 | 21839300 | 3.9083 | 3000724 | 109129 | 739147 | 694708 | 1196774 | 277884 | 39104706
2028-07-01 | 1509780 | 4683993 | 4434173 | 962371 | 103825 | 205239 | 208713 | 68.9574 | 39318342 | 2.8969 | 1204643 | 53681.2 | 365112 | 1113784 | 0 | 285145 | 54448871
2028-08-01 | 0 | 1922422 | 1173285 | 2186386 | 39231 | 0 | 0 | 79.6073 | 10600394 | 39.4183 | 2297744 | 0 | 0 | 0 | 0 | 0 | 18219580
2028-09-01 | 0 | 0 | 42.4894 | 0 | 0 | 0 | 0 | 0 | 3447224 | 57.388 | 4403473 | 0 | 0 | 0 | 983894 | 0 | 8834691
2028-10-01 | 382956 | 0 | 0 | 84.3179 | 15180.7 | 3102001 | 897679 | 18.8431 | 12129723 | 94.6109 | 1798666 | 300912 | 1345865 | 1830787 | 1560395 | 5261528 | 28625891
2028-11-01 | 0 | 0 | 0 | 4.4525 | 3740.92 | 0 | 0 | 0 | 5869819 | 0 | 1870594 | 2086600 | 0 | 5680380 | 1580453 | 0 | 17091592
2028-12-01 | 0 | 0 | 0 | 3.3246 | 0 | 0 | 0 | 0 | 27118619 | 0 | 244102 | 0 | 0 | 0 | 0 | 0 | 27362724
2029-01-01 | 0 | 7027389 | 97.4306 | 98.3237 | 84271.4 | 0 | 0 | 0 | 14798412 | 46.9986 | 259267 | 0 | 0 | 0 | 61931.8 | 5030207 | 27261721
2029-02-01 | 0 | 0 | 73.3996 | 2942804 | 80274.7 | 0 | 0 | 0 | 40758132 | 45.0561 | 3364002 | 0 | 0 | 0 | 1053649 | 0 | 48198980
2029-03-01 | 4119277 | 9534571 | 0.49167 | 48.6956 | 81112.9 | 0 | 14974668 | 0 | 52091287 | 5.6452 | 6558434 | 14386.7 | 0 | 0 | 28 | 5769281 | 93143101
2029-04-01 | 709834 | 1276659 | 97.0967 | 55.3685 | 17021.1 | 0 | 0 | 0 | 13949431 | 64.2052 | 2078763 | 1424472 | 0 | 6538472 | 2877022 | 2950041 | 31821932
2029-05-01 | 863157 | 5200366 | 1501405 | 3476076 | 70607.5 | 3763991 | 616806 | 74.4622 | 23633283 | 55.0877 | 5502979 | 1141002 | 1984249 | 7295749 | 3313888 | 3943577 | 62307265
2029-06-01 | 991113 | 3164263 | 1752757 | 6998021 | 119225 | 378126 | 435117 | 42.8243 | 21942021 | 7.9459 | 4812534 | 112106 | 772933 | 721932 | 1179985 | 571354 | 43951539
2029-07-01 | 800181 | 4094787 | 4408880 | 7.1637 | 102384 | 209098 | 216634 | 86.5022 | 42657191 | 0.65124 | 1302469 | 55004.4 | 369554 | 1100942 | 0 | 288630 | 55605849
2029-08-01 | 699111 | 1217809 | 1602602 | 1.2347 | 40064.3 | 0 | 0 | 6.6467 | 7092429 | 4.7973 | 2367862 | 0 | 0 | 0 | 0 | 0 | 13019890
2029-09-01 | 0 | 0 | 0 | 0 | 0 | 0 | 0 | 0 | 3305659 | 14.0333 | 2084791 | 0 | 0 | 0 | 956902 | 0 | 6347366
2029-10-01 | 372769 | 0 | 3.3464 | 62.9153 | 33409.3 | 91.7024 | 1264316 | 65.7079 | 18039023 | 0.49988 | 3220424 | 2318454 | 12647793 | 15383168 | 2379171 | 1906383 | 57565134
2029-11-01 | 0 | 0 | 0 | 58.2454 | 30104.4 | 0 | 0 | 19.0021 | 26639143 | 0 | 3096737 | 1153530 | 0 | 8116473 | 821598 | 0 | 39857661
2029-12-01 | 0 | 0 | 0 | 85.0179 | 0 | 0 | 0 | 0 | 17900900 | 0 | 241306 | 0 | 0 | 0 | 0 | 0 | 18142291
2030-01-01 | 0 | 0 | 0 | 7.2067 | 61403.7 | 98.8082 | 0 | 5.9255 | 34902329 | 64.7816 | 1866722 | 0 | 0 | 0 | 56673.9 | 0 | 36887305
2030-02-01 | 3650754 | 4304666 | 95.7322 | 58.146 | 77884.6 | 9166353 | 16261108 | 4.5102 | 54241139 | 0 | 4502439 | 17575.6 | 0 | 0 | 76 | 5452830 | 97674984
2030-03-01 | 4859262 | 6928296 | 4.4367 | 82.1913 | 81079.3 | 0 | 0 | 0 | 53207448 | 4.8796 | 5409998 | 10945.9 | 0 | 0 | 112 | 5699327 | 76196560
2030-04-01 | 0 | 0 | 26.108 | 65.4426 | 29017.7 | 0 | 0 | 0 | 14063522 | 14.7442 | 3062699 | 1352587 | 542484 | 6292110 | 3732422 | 3255107 | 32330055
2030-05-01 | 862575 | 1574338 | 434674 | 81.3514 | 76766.9 | 7262079 | 414468 | 72.4105 | 25932735 | 6.5507 | 6242686 | 1074152 | 6511532 | 7208895 | 2296200 | 556769 | 60448031
2030-06-01 | 1671291 | 1164012 | 3747957 | 78.2126 | 111012 | 383851 | 659251 | 53.3836 | 31919753 | 33.6949 | 3169951 | 161534 | 1188077 | 1098070 | 1188502 | 565034 | 47028461
2030-07-01 | 777145 | 3129602 | 3349286 | 9.2267 | 75228.9 | 195446 | 221058 | 967.307 | 29728826 | 7.8464 | 1460536 | 55094.9 | 369509 | 708831 | 0 | 281329 | 40352876
2030-08-01 | 0 | 0 | 1204325 | 10.0347 | 67042.6 | 0 | 0 | 89.8432 | 19830484 | 9.8264 | 2326724 | 0 | 0 | 0 | 0 | 0 | 23428686
2030-09-01 | 0 | 0 | 0 | 0 | 0 | 0 | 0 | 0 | 3309284 | 51.8316 | 4451340 | 0 | 0 | 0 | 2019067 | 0 | 9779742
2030-10-01 | 738000 | 0 | 66.7789 | 77.9731 | 17937.2 | 1284508 | 3110979 | 94.241 | 16271125 | 77.4296 | 4772338 | 3079818 | 8323437 | 16101554 | 1888439 | 5483941 | 61072392
2030-11-01 | 0 | 0 | 39.0886 | 80.3072 | 44895.6 | 5831354 | 3250909 | 68.341 | 29594426 | 1.0248 | 5685798 | 1345994 | 12699562 | 7212650 | 2106200 | 2298141 | 70070120
2030-12-01 | 380263 | 0 | 0 | 2.8833 | 22499.4 | 67.258 | 0 | 97.7276 | 18024720 | 44.1207 | 606408 | 34331.2 | 0 | 205120 | 60140.7 | 0 | 19333694
2031-01-01 | 0 | 0 | 85.7865 | 28.3273 | 88628.7 | 0 | 0 | 79.3892 | 31828729 | 99.0507 | 2078144 | 0 | 0 | 0 | 95383.9 | 0 | 34091178
2031-02-01 | 0 | 0 | 0 | 29.9403 | 11693.7 | 0 | 0 | 0 | 18481151 | 0 | 3460067 | 956093 | 0 | 0 | 2177207 | 0 | 25086242
2031-03-01 | 4036315 | 1115486 | 0 | 62.0651 | 64861.8 | 0 | 0 | 0 | 45798419 | 0 | 2199607 | 110147 | 0 | 0 | 183613 | 3374519 | 56883030
2031-04-01 | 749113 | 0 | 21.8652 | 88.2432 | 33743.4 | 4.3193 | 1.5512 | 75.4871 | 13870848 | 45.6557 | 4262190 | 980606 | 0 | 6353443 | 1047870 | 198942 | 27496993
2031-05-01 | 862086 | 5341485 | 2524651 | 648560 | 71415.2 | 3737712 | 431893 | 40.6798 | 24926448 | 51.1666 | 6583599 | 1081681 | 5876338 | 7251377 | 3291008 | 3986004 | 66614349
2031-06-01 | 882364 | 1522634 | 5495997 | 47.742 | 114223 | 381005 | 431775 | 42.932 | 32279622 | 15.6704 | 3768498 | 165893 | 1213506 | 723896 | 1198351 | 558776 | 48736645
2031-07-01 | 781142 | 3060597 | 1230609 | 42.2356 | 75253.5 | 139276 | 416083 | 75.7111 | 29516302 | 0.67206 | 1873290 | 57289.2 | 346764 | 1064018 | 0 | 0 | 38560742
2031-08-01 | 692410 | 0 | 2959646 | 63.2099 | 27586.5 | 0 | 0 | 32.1798 | 19759217 | 1.528 | 2362177 | 0 | 0 | 0 | 0 | 0 | 25801134
2031-09-01 | 0 | 0 | 0 | 0 | 0 | 0 | 0 | 0 | 3314064 | 99.2566 | 2851658 | 0 | 0 | 0 | 993427 | 0 | 7159248
2031-10-01 | 370844 | 0 | 64.2623 | 66.4846 | 35800.3 | 0 | 1380077 | 0 | 8209757 | 71.891 | 1808280 | 1229341 | 4398740 | 3000850 | 1922104 | 5004923 | 27360920
2031-11-01 | 0 | 0 | 94.584 | 33.0927 | 54566.3 | 2265006 | 3907554 | 68.642 | 29323284 | 25.9324 | 4320938 | 2374293 | 7695769 | 13201945 | 1699131 | 3210457 | 68053166
2031-12-01 | 0 | 0 | 60.998 | 40.8065 | 47133.6 | 0 | 0 | 0 | 33486535 | 9.1991 | 3992604 | 36365.3 | 5325830 | 8201821 | 548662 | 0 | 51639062
2032-01-01 | 0 | 3601426 | 33.8305 | 25.9538 | 64871.7 | 0 | 0 | 380.699 | 48136966 | 13.0581 | 3653593 | 71333.8 | 403504 | 0 | 2253160 | 0 | 58185308
2032-02-01 | 0 | 0 | 54.364 | 79.0435 | 75022.4 | 0 | 0 | 0 | 6883899 | 66.034 | 4476.96 | 931432 | 0 | 0 | 160097 | 5564972 | 13620099
2032-03-01 | 3987356 | 7040588 | 73.4608 | 3.5004 | 80319.1 | 0.28056 | 0 | 136.891 | 51443953 | 508810 | 6364606 | 9517.37 | 189262 | 0 | 55180 | 74992.3 | 69754798
2032-04-01 | 734911 | 0 | 67.0056 | 81.5532 | 46517.1 | 38.279 | 9644.84 | 20.2971 | 13825901 | 3059454 | 2240866 | 1103502 | 13004942 | 7317693 | 3385470 | 7003266 | 51732374
2032-05-01 | 862355 | 2245789 | 19.4379 | 68.679 | 75730.7 | 2608903 | 363054 | 18.1441 | 29591875 | 6263248 | 7340552 | 1063049 | 724298 | 7069714 | 2193894 | 549118 | 60951687
2032-06-01 | 875950 | 1057420 | 4049717 | 15.9547 | 100713 | 290904 | 428285 | 29.5604 | 28466076 | 1224776 | 2976635 | 163309 | 1163821 | 1034493 | 167319 | 267290 | 42266755
2032-07-01 | 791187 | 3213267 | 2139007 | 82.9362 | 74138.5 | 196529 | 203805 | 46.318 | 28949854 | 748398 | 1114448 | 56138.1 | 368182 | 703866 | 0 | 279121 | 38838070
2032-08-01 | 676824 | 0 | 1458505 | 54.2155 | 39750.9 | 0 | 0 | 90.5657 | 20468118 | 736885 | 2320205 | 0 | 0 | 0 | 0 | 0 | 25700433
2032-09-01 | 0 | 0 | 0 | 0 | 0 | 0 | 0 | 0 | 6436023 | 4522952 | 4446968 | 0 | 0 | 0 | 1824665 | 0 | 17230608
2032-10-01 | 720901 | 0 | 37.9961 | 8.4733 | 32942.9 | 4321670 | 3035741 | 2776060 | 16544057 | 3025899 | 3696032 | 2223690 | 14363158 | 12992072 | 2888670 | 6469056 | 73089997
2032-11-01 | 0 | 697735 | 36.9206 | 17.068 | 59819.5 | 9180809 | 3686410 | 7011322 | 35026825 | 4062885 | 3479236 | 847646 | 4410146 | 2976450 | 733110 | 849185 | 73021631
2032-12-01 | 1610591 | 0 | 32.4544 | 93.7071 | 43178.9 | 145455 | 6221733 | 1365573 | 36406251 | 5.3982 | 5384106 | 1192338 | 5830909 | 7634475 | 709470 | 5607209 | 72151420
2033-01-01 | 0 | 2944662 | 57.3062 | 60.4954 | 77959.2 | 0 | 0 | 1823378 | 12873258 | 33.2924 | 238288 | 1003601 | 0 | 0 | 1274080 | 139330 | 20374706
2033-02-01 | 0 | 0 | 79.5616 | 74.4871 | 68149.7 | 0 | 0 | 36.5523 | 46919791 | 696034 | 2595421 | 0 | 0 | 595948 | 159188 | 0 | 51034722
2033-03-01 | 3985964 | 5881732 | 85.8083 | 17.2262 | 43529.5 | 2339813 | 16297318 | 6997273 | 43575261 | 2440866 | 5497568 | 4300.67 | 0 | 7670.95 | 0 | 4550097 | 91621496
2033-04-01 | 718170 | 0 | 68.9826 | 26.6668 | 74283.7 | 15940445 | 113209 | 12138915 | 13877071 | 8829701 | 6075968 | 1401448 | 3561499 | 10023801 | 2639100 | 3479611 | 78873317
2033-05-01 | 756961 | 0 | 37.1746 | 87.1546 | 61134.6 | 204423 | 421446 | 4168309 | 15260055 | 3423874 | 3602350 | 1059643 | 6750086 | 6782042 | 3595140 | 138450 | 46224038
2033-06-01 | 941719 | 2733378 | 2899297 | 887403 | 115804 | 592095 | 429986 | 8026866 | 31711849 | 3732462 | 4948043 | 161684 | 1183707 | 1105974 | 1232343 | 557072 | 61259684
2033-07-01 | 1459790 | 3320374 | 3113931 | 95.5521 | 74690.4 | 194293 | 205705 | 8172612 | 34951303 | 825228 | 1317582 | 53307.4 | 386074 | 1100751 | 0 | 271717 | 55447453
2033-08-01 | 0 | 0 | 2636484 | 67.7841 | 40707.4 | 0 | 0 | 3948039 | 23614783 | 635289 | 2314417 | 0 | 0 | 0 | 0 | 0 | 33189788
2033-09-01 | 0 | 0 | 0 | 0 | 0 | 0 | 0 | 0 | 3267365 | 2401021 | 2841048 | 0 | 0 | 0 | 1001089 | 0 | 9510522
2033-10-01 | 361654 | 0 | 75.2787 | 66.6017 | 10165.3 | 309395 | 295275 | 17.9303 | 11931098 | 25.724 | 3242614 | 997456 | 9296473 | 8691062 | 2329158 | 2569698 | 40034233
2033-11-01 | 0 | 0 | 0 | 3.3706 | 3777.61 | 0 | 0 | 4.1342 | 7602001 | 2.1162 | 0 | 1384008 | 0 | 0 | 0 | 0 | 8989796
2033-12-01 | 0 | 1137382 | 93.9163 | 8.2362 | 35464.9 | 0 | 0 | 13.1039 | 21574370 | 1.3489 | 1208109 | 46278.3 | 1977490 | 9263219 | 29631.4 | 2354930 | 37626990
2034-01-01 | 0 | 0 | 38.7073 | 53.052 | 42014.4 | 0 | 0.86974 | 5.7122 | 37948757 | 39.0116 | 3319430 | 998225 | 0 | 6172222 | 1239831 | 4976615 | 54697231
2034-02-01 | 3641386 | 8075180 | 69.8839 | 92.9933 | 104956 | 0 | 12176172 | 0 | 50063207 | 37.1944 | 2427434 | 0 | 649236 | 0 | 1341107 | 0 | 78478877
2034-03-01 | 684896 | 4213335 | 71.956 | 5.3451 | 49601.8 | 0 | 10673939 | 0 | 47483800 | 69.7022 | 6205630 | 730822 | 0 | 3373375 | 720570 | 5304977 | 79441094
2034-04-01 | 4732434 | 0 | 78.9854 | 60.0349 | 31273.6 | 5876727 | 121092 | 85.3734 | 23658678 | 61.2034 | 6272876 | 1073277 | 894769 | 6964703 | 3389800 | 3395858 | 56411771
2034-05-01 | 845256 | 5380043 | 2107375 | 652103 | 89317.8 | 9846640 | 415578 | 58.6369 | 13635353 | 3386000 | 3726030 | 1031399 | 6368761 | 7060489 | 2135721 | 554160 | 57234283
2034-06-01 | 848667 | 0 | 4002416 | 52.1257 | 104736 | 415962 | 612810 | 67.8156 | 30463522 | 4237219 | 5040796 | 164052 | 1188401 | 1015204 | 1220756 | 544937 | 49859599
2034-07-01 | 765911 | 3550824 | 3212103 | 24.1221 | 96899.2 | 192576 | 219363 | 372.661 | 42654294 | 692020 | 1581119 | 55049.9 | 382417 | 695253 | 0 | 279567 | 54377792
2034-08-01 | 659140 | 0 | 1389203 | 63.1308 | 39562 | 0 | 0 | 9.2924 | 6969287 | 666031 | 2292575 | 0 | 0 | 0 | 0 | 0 | 12015870
2034-09-01 | 0 | 0 | 0 | 0 | 0 | 0 | 0 | 0 | 3198319 | 4773277 | 4404988 | 0 | 0 | 0 | 1235916 | 0 | 13612500
2034-10-01 | 374833 | 0 | 67.7371 | 23.0368 | 22604.6 | 6.9931 | 2049399 | 71.6578 | 15200864 | 2987497 | 2456931 | 2450060 | 12034958 | 7328682 | 2673781 | 5873487 | 53453267
2034-11-01 | 0 | 0 | 76.5924 | 59.7099 | 51392.2 | 0 | 4884896 | 55.4439 | 40014210 | 1262386 | 6099309 | 602642 | 3731949 | 5873550 | 950640 | 553600 | 64024767
2034-12-01 | 2036302 | 0 | 34.9425 | 10.6781 | 75169.5 | 9264689 | 869781 | 66.2015 | 29692274 | 4666117 | 3551014 | 1320893 | 6879159 | 11165708 | 1210670 | 5569145 | 76301032
2035-01-01 | 0 | 3101554 | 5.2163 | 41.0447 | 58873.7 | 0 | 10394545 | 6809076 | 43712676 | 4715831 | 3071886 | 24697.5 | 110003 | 0 | 14030 | 1527238 | 73540457
2035-02-01 | 3785424 | 0 | 972072 | 55.2908 | 65324 | 9629614 | 16676250 | 3019756 | 42194028 | 2313905 | 3656875 | 598489 | 2481988 | 3065403 | 1289460 | 3109692 | 92858336
2035-03-01 | 664350 | 4468439 | 40.1088 | 93.538 | 79510.7 | 0 | 0 | 0 | 55194924 | 10.2988 | 3280354 | 10547.8 | 0 | 0 | 64 | 0 | 63698334
2035-04-01 | 0 | 0 | 7.5977 | 9.3638 | 31643.4 | 0 | 0 | 0 | 14088174 | 2059120 | 2043955 | 1214817 | 0 | 5987536 | 2650365 | 3422119 | 31497748
2035-05-01 | 846228 | 3026561 | 2564184 | 622303 | 75942 | 9395625 | 584185 | 65.489 | 29651491 | 6575832 | 7565279 | 1070168 | 2753669 | 7151509 | 3287998 | 3797178 | 78968219
2035-06-01 | 1576476 | 2105881 | 3679727 | 91.3218 | 112897 | 376819 | 428388 | 39.4465 | 28456564 | 1170073 | 4953299 | 109519 | 1154026 | 1020470 | 1252718 | 538390 | 46935378
2035-07-01 | 776557 | 557680 | 1221945 | 61.878 | 74672.8 | 193445 | 206140 | 84.2361 | 32624758 | 593356 | 1272790 | 55065.2 | 0 | 700579 | 0 | 0 | 38277134
2035-08-01 | 0 | 0 | 6772788 | 0.59262 | 40631.3 | 0 | 0 | 63.606 | 16260619 | 942122 | 2306282 | 0 | 0 | 0 | 0 | 0 | 26322506
2035-09-01 | 0 | 0 | 516693 | 0 | 0 | 0 | 0 | 0 | 6383744 | 4709358 | 2895209 | 0 | 0 | 0 | 987547 | 0 | 15492552
2035-10-01 | 356622 | 0 | 3885335 | 83.639 | 32275.4 | 2.0677 | 1404691 | 74.381 | 11913952 | 3864172 | 4721399 | 2844493 | 8925412 | 5421710 | 1989691 | 6046294 | 51406207
2035-11-01 | 521835 | 0 | 0 | 9.9946 | 47439.6 | 3635639 | 1.3399 | 68.7975 | 23258913 | 2.7177 | 57508 | 1377736 | 4318728 | 15036789 | 1544414 | 0 | 49799086
2035-12-01 | 0 | 0 | 0 | 0 | 13792.1 | 0 | 0 | 0 | 0 | 0 | 3953073 | 0 | 0 | 0 | 0 | 0 | 3966865
2036-01-01 | 0 | 0 | 0 | 0 | 26984.7 | 0 | 0 | 0 | 3663609 | 0 | 231835 | 0 | 0 | 0 | 0 | 0 | 3922429
2036-02-01 | 0 | 0 | 0 | 46.8835 | 0 | 0 | 0 | 0 | 41531617 | 0 | 258250 | 0 | 0 | 0 | 0 | 0 | 41789914
2036-03-01 | 11929.9 | 1013884 | 0 | 30.6486 | 30109.1 | 0 | 0 | 0 | 6794749 | 0 | 24226.7 | 7419.26 | 0 | 0 | 0 | 0 | 7882348
2036-04-01 | 707739 | 0 | 22.0087 | 4.157 | 60784.4 | 5143964 | 0 | 41.3494 | 10568186 | 17.392 | 5275638 | 935741 | 0 | 6196869 | 2113199 | 3196769 | 34198975
2036-05-01 | 755110 | 5388604 | 813378 | 1741164 | 75549 | 629557 | 1.8377 | 92.832 | 28708797 | 69.3507 | 6538259 | 1046673 | 0 | 6649251 | 2163801 | 0 | 54510308
2036-06-01 | 929938 | 0 | 3190270 | 54.5341 | 110146 | 0 | 0 | 0 | 24858474 | 94.0697 | 5054220 | 159443 | 0 | 57192.2 | 1234101 | 510708 | 36104639
2036-07-01 | 749282 | 3678741 | 2954249 | 87.5913 | 61667.4 | 157076 | 204865 | 31.8599 | 32676874 | 6.5041 | 1382346 | 55668.9 | 0 | 688982 | 0 | 277208 | 42887085
2036-08-01 | 0 | 0 | 1420124 | 69.1724 | 67347.8 | 0 | 0 | 21.7058 | 19826695 | 9.8745 | 2284414 | 0 | 0 | 0 | 0 | 0 | 23598681
2036-09-01 | 0 | 0 | 0 | 0 | 0 | 0 | 0 | 0 | 3133953 | 51.2603 | 2131061 | 0 | 0 | 0 | 982512 | 0 | 6247576
2036-10-01 | 698631 | 0 | 81.6562 | 39.4185 | 32946.5 | 6190154 | 3085303 | 0.55122 | 15801803 | 54.1868 | 4230344 | 325437 | 5530317 | 1959157 | 1706219 | 4333392 | 43893878
2036-11-01 | 465048 | 0 | 23.2384 | 92.9497 | 49129.6 | 49.6879 | 1534832 | 86.3066 | 23277127 | 90.4688 | 1622182 | 1424604 | 1616471 | 14937215 | 1588212 | 2313774 | 48828938
2036-12-01 | 1822653 | 0 | 0 | 20.7293 | 0 | 0 | 0 | 0 | 28720926 | 0 | 5167554 | 941035 | 0 | 0 | 1715684 | 0 | 38367873
2037-01-01 | 0 | 0 | 0 | 41.3577 | 27227.7 | 0 | 0 | 0 | 3093799 | 0 | 231534 | 0 | 0 | 0 | 0 | 0 | 3352602
2037-02-01 | 3744782 | 9653757 | 60.5542 | 65.8601 | 77735.7 | 5648086 | 15482549 | 4.5585 | 53613328 | 0 | 4952131 | 8064.44 | 0 | 0 | 21 | 5269324 | 98449910
2037-03-01 | 661847 | 0 | 7.6543 | 10.0964 | 78463 | 38.8392 | 0 | 4.5443 | 54176010 | 0 | 4233156 | 11515.1 | 0 | 0 | 28 | 71321.1 | 59232402
2037-04-01 | 0 | 5310822 | 54.2495 | 40.7927 | 17027.3 | 0 | 0 | 0 | 3653163 | 81.069 | 1278606 | 1293475 | 0 | 5922525 | 2708770 | 2707530 | 22892096
2037-05-01 | 819431 | 733131 | 79.8355 | 61.5356 | 56368.7 | 2055409 | 254385 | 17.5065 | 23972118 | 41.0729 | 5512124 | 1009919 | 435883 | 6540300 | 2129454 | 3668801 | 47187523
2037-06-01 | 829536 | 4561514 | 1271655 | 27.2981 | 112731 | 372879 | 612040 | 70.2224 | 30835034 | 86.223 | 4918059 | 159330 | 1123868 | 1048210 | 1229954 | 528662 | 47603657
2037-07-01 | 1401200 | 823662 | 3815914 | 84.7462 | 74837.9 | 188885 | 200469 | 21.5677 | 30053416 | 5.5148 | 1339065 | 52258.5 | 358900 | 675880 | 0 | 277683 | 39262280
2037-08-01 | 0 | 0 | 461395 | 76.8996 | 27930.7 | 0 | 0 | 4.7783 | 19368881 | 5.4881 | 2326832 | 0 | 0 | 0 | 0 | 0 | 22185127
2037-09-01 | 0 | 0 | 0 | 0 | 0 | 0 | 0 | 0 | 3095538 | 57.3142 | 1856113 | 0 | 0 | 0 | 875886 | 0 | 5827594
2037-10-01 | 354842 | 0 | 20.2451 | 8.0952 | 33363.7 | 0.30429 | 1128846 | 19.1306 | 15019913 | 68.492 | 2839473 | 1303020 | 7938993 | 9575920 | 1707742 | 3006570 | 42908799
2037-11-01 | 717169 | 0 | 2.3465 | 36.4576 | 57305.8 | 4255834 | 5450382 | 6.5905 | 30852992 | 15.3026 | 4435637 | 1629439 | 8961366 | 10597750 | 1962300 | 3322909 | 72243143
2037-12-01 | 0 | 0 | 8.9774 | 0 | 21386.8 | 0 | 0 | 0 | 31582191 | 0.057172 | 3941306 | 1435971 | 0 | 0 | 532606 | 259261 | 37772731
2038-01-01 | 2161029 | 4769393 | 0 | 20.752 | 94330.6 | 0 | 0 | 0 | 32403654 | 0 | 4808987 | 885573 | 0 | 5401129 | 1303505 | 0 | 51827621
2038-02-01 | 0 | 0 | 0 | 0 | 0 | 0 | 0 | 0 | 9705347 | 0 | 10063.4 | 0 | 0 | 0 | 0 | 0 | 9715410
2038-03-01 | 4470125 | 8894819 | 755823 | 80.999 | 91005.5 | 5.1588 | 13272154 | 5.019 | 52039024 | 0 | 6334340 | 14728.1 | 0 | 0 | 25 | 5067666 | 90939800
2038-04-01 | 708901 | 176525 | 755087 | 42.0528 | 61271 | 5821959 | 117858 | 5.0315 | 53192083 | 0 | 5238233 | 9661.75 | 0 | 0 | 135 | 3379745 | 69461505
2038-05-01 | 820452 | 2107378 | 444364 | 89.0445 | 57956.7 | 9704137 | 399695 | 66.4026 | 27839624 | 74.1744 | 5550848 | 1529025 | 7021899 | 9520294 | 4394046 | 3699779 | 73089726
2038-06-01 | 820078 | 1782104 | 5118171 | 58.2579 | 137541 | 380707 | 629382 | 26.4424 | 27003960 | 29.0272 | 4997661 | 109094 | 776218 | 1021512 | 1186474 | 535014 | 44498029
2038-07-01 | 719965 | 3803457 | 416391 | 19.3974 | 52240.7 | 197958 | 198314 | 44.9162 | 32598220 | 2.8461 | 966022 | 51865.1 | 343425 | 681903 | 0 | 0 | 40029827
2038-08-01 | 658390 | 0 | 2952335 | 30.2734 | 39703.5 | 0 | 0 | 30.1024 | 19564826 | 53.7181 | 2325011 | 0 | 0 | 0 | 0 | 0 | 25540379
2038-09-01 | 0 | 0 | 0 | 0 | 0 | 0 | 0 | 0 | 3076975 | 88.6094 | 2843316 | 0 | 0 | 0 | 1220810 | 0 | 7141189
2038-10-01 | 1164000 | 0 | 22.0324 | 66.8531 | 54195.6 | 4521395 | 5058648 | 4291294 | 15907122 | 0 | 6040814 | 1965621 | 10717232 | 16090460 | 3295171 | 4917188 | 74023229
2038-11-01 | 874819 | 1288380 | 12.9001 | 46.6413 | 58396.9 | 5944578 | 3474499 | 6144781 | 37843372 | 0 | 7363579 | 381323 | 3575261 | 2677650 | 376130 | 2532089 | 72534919
2038-12-01 | 110316 | 0 | 64.6967 | 99.4506 | 31304.6 | 4.3993 | 2602770 | 42.963 | 28288164 | 94.5603 | 1453129 | 2352996 | 10049402 | 13871075 | 2340170 | 0 | 61099633
2039-01-01 | 2202719 | 1063744 | 94.3995 | 32.6697 | 83915.2 | 0 | 0 | 0 | 36823040 | 4.93 | 3361629 | 934645 | 0 | 5304407 | 1289752 | 8663.34 | 51072647
2039-02-01 | 0 | 0 | 68.5232 | 31.492 | 12681.8 | 0 | 13811077 | 0 | 45628041 | 34.2409 | 3316242 | 90132.4 | 0 | 0 | 22428.8 | 0 | 62880736
2039-03-01 | 3741442 | 1007486 | 83.3399 | 62.7721 | 61578.4 | 0 | 0 | 0 | 16918918 | 3.9618 | 3229276 | 7342.74 | 0 | 0 | 1252953 | 4600785 | 30819931
2039-04-01 | 697806 | 1149984 | 53.601 | 22.9707 | 39522.2 | 9336929 | 15264754 | 51.929 | 13900722 | 96.9897 | 6933202 | 900544 | 0 | 6079009 | 3071683 | 3372336 | 60746717
2039-05-01 | 820983 | 2957061 | 351763 | 607106 | 79275.7 | 9505586 | 394245 | 48.5341 | 23765575 | 28.5963 | 4585103 | 1057933 | 5891209 | 6508349 | 2277280 | 3697400 | 62498946
2039-06-01 | 1565888 | 2274946 | 4740534 | 1.705 | 88390.8 | 582198 | 624028 | 26.4333 | 31405003 | 91.8437 | 4945189 | 105433 | 1170276 | 1028138 | 1222208 | 536541 | 50288893
2039-07-01 | 743652 | 4947310 | 3541907 | 152074 | 102882 | 186065 | 212361 | 48.6331 | 29771249 | 9.9913 | 1580477 | 54918.6 | 338090 | 1006559 | 0 | 270732 | 42908336
2039-08-01 | 0 | 0 | 1369078 | 22.4616 | 39770.6 | 0 | 0 | 48.3985 | 19489696 | 1.52 | 2376774 | 0 | 0 | 0 | 0 | 0 | 23275390
2039-09-01 | 0 | 0 | 0 | 0 | 0 | 0 | 0 | 0 | 3078699 | 87.4161 | 2907435 | 0 | 0 | 0 | 997195 | 0 | 6983416
2039-10-01 | 343908 | 0 | 13.5262 | 36.7508 | 14974.3 | 0 | 0 | 0 | 11920714 | 93.5291 | 2369657 | 1817489 | 0 | 12419326 | 2291680 | 1747306 | 32925199
2039-11-01 | 1034494 | 0 | 66.1095 | 44.1227 | 47761.6 | 0 | 0 | 0 | 21003662 | 53.0468 | 3057481 | 1432308 | 5357227 | 8032313 | 978833 | 5143317 | 46087558
2039-12-01 | 0 | 0 | 59.7218 | 53.5585 | 66714 | 0 | 0 | 0 | 26301286 | 9.9518 | 3789153 | 0 | 0 | 0 | 575032 | 175620 | 30907929
2040-01-01 | 2751862 | 164259 | 86.5437 | 55.8184 | 35132.1 | 5.1473 | 3.2574 | 21.9214 | 36723998 | 64.4651 | 6030830 | 935668 | 1716999 | 5798811 | 1284376 | 0 | 55442173
2040-02-01 | 0 | 440760 | 43.9664 | 60.5738 | 89083.8 | 9084134 | 14153477 | 55.8788 | 41122529 | 4128639 | 465362 | 958991 | 143233 | 500743 | 1257374 | 4862193 | 77206678
2040-03-01 | 4367482 | 12999204 | 2129878 | 1543040 | 96658.5 | 4999492 | 15170344 | 14.4467 | 41819855 | 7051775 | 9438353 | 5304.06 | 7634.5 | 0 | 0 | 3192152 | 102821186
2040-04-01 | 628170 | 0 | 0.80223 | 21.346 | 29856.4 | 2865403 | 43316.9 | 14.3923 | 54300688 | 0 | 4066015 | 6620.38 | 3656.5 | 0 | 40 | 5075248 | 67019050
2040-05-01 | 811154 | 2406772 | 2888584 | 61.567 | 66050.2 | 9560445 | 424378 | 466366 | 19156443 | 5668091 | 4518351 | 1246519 | 7284757 | 8157847 | 3818380 | 446146 | 66920346
2040-06-01 | 902848 | 4436533 | 6041727 | 72.7396 | 130652 | 579403 | 419360 | 7913964 | 40044346 | 1437406 | 4996100 | 154450 | 1166222 | 1015772 | 1234874 | 525002 | 70998731
2040-07-01 | 1353737 | 1034610 | 1806661 | 67.3915 | 103648 | 192713 | 410069 | 11178182 | 29362040 | 721656 | 1806938 | 54287.5 | 755631 | 1006855 | 0 | 268112 | 50055207
2040-08-01 | 0 | 0 | 2175073 | 16.7645 | 39994.7 | 0 | 0 | 4729200 | 23194622 | 617745 | 3508633 | 0 | 0 | 0 | 0 | 0 | 34265284
2040-09-01 | 0 | 0 | 87.1646 | 0 | 0 | 0 | 0 | 0 | 2991692 | 4631060 | 3237686 | 0 | 0 | 0 | 1936953 | 0 | 12797478
2040-10-01 | 700434 | 0 | 85.958 | 4.0968 | 19252.2 | 1413219 | 3147673 | 1816320 | 18151508 | 3423731 | 3066864 | 2255740 | 13163614 | 15035075 | 1338770 | 4949143 | 68481434
2040-11-01 | 1177516 | 855486 | 0 | 1.512 | 46451.1 | 0 | 6222391 | 2649497 | 30102672 | 3739073 | 7353173 | 1530852 | 5542114 | 5963962 | 1426800 | 2380744 | 68990733
2040-12-01 | 1800392 | 0 | 40.5316 | 53.6122 | 58963.1 | 86.4668 | 6.8542 | 98.2135 | 15160107 | 8.1666 | 1423404 | 2348978 | 1322321 | 18077586 | 2661761 | 0 | 42853806
2041-01-01 | 2763162 | 1091668 | 54.8384 | 23.3118 | 27353.2 | 0 | 5193054 | 21.7497 | 48130581 | 6.8334 | 1608137 | 72858.7 | 0 | 362376 | 215229 | 0 | 59464526
2041-02-01 | 0 | 1576429 | 12.5339 | 38.8498 | 102711 | 4961372 | 14536617 | 446.892 | 42297400 | 72.8352 | 5141413 | 954222 | 2366886 | 6263030 | 1333016 | 4692546 | 84226214
2041-03-01 | 4369041 | 7444703 | 80.691 | 99.2065 | 50391.9 | 5531585 | 15406005 | 1009011 | 50084091 | 6.3727 | 7196545 | 4002.73 | 0 | 4655 | 59 | 5261730 | 96362005
2041-04-01 | 4348815 | 6566200 | 97.7916 | 46.1588 | 38833.1 | 15954387 | 81007.2 | 15094902 | 38913462 | 0 | 4293575 | 3377.31 | 135.3 | 2606.99 | 0 | 3210636 | 88508082
2041-05-01 | 784287 | 3266760 | 3527583 | 1328887 | 89761.8 | 3483647 | 558419 | 7247256 | 30322092 | 0 | 7412659 | 800740 | 4866992 | 5232875 | 2369070 | 512976 | 71804004
2041-06-01 | 1547530 | 4488255 | 4248927 | 90.3738 | 116276 | 581520 | 619239 | 8565221 | 31657064 | 65.1618 | 4867698 | 187364 | 1367077 | 1569162 | 1883412 | 523367 | 62222269
2041-07-01 | 711410 | 3822303 | 3916941 | 76.4404 | 86665.9 | 195804 | 208088 | 8327074 | 39541196 | 3.0718 | 2733488 | 53233.7 | 742514 | 681352 | 0 | 268276 | 61288426
2041-08-01 | 645747 | 0 | 949264 | 96.3985 | 27574.9 | 0 | 0 | 3818503 | 19504727 | 52.1568 | 2372232 | 0 | 0 | 0 | 0 | 0 | 27318196
2041-09-01 | 0 | 0 | 28.4648 | 0 | 0 | 0 | 0 | 0 | 2986887 | 132001 | 1696228 | 0 | 0 | 0 | 1881842 | 0 | 6696986
2041-10-01 | 1043007 | 0 | 96.2761 | 55.3361 | 59764.9 | 3526100 | 5664733 | 3836761 | 17814522 | 5615579 | 5198353 | 1860557 | 10015554 | 12158173 | 1729570 | 5378126 | 73900952
2041-11-01 | 0 | 0 | 36.1925 | 36.0474 | 59506.6 | 8617289 | 6340347 | 3758301 | 27171413 | 1271589 | 7611463 | 1303606 | 7542877 | 8463550 | 1163600 | 4691819 | 77995434
2041-12-01 | 1290841 | 0 | 88.9145 | 22.5419 | 47009.8 | 0 | 0 | 0 | 25920231 | 24.209 | 1451650 | 2876701 | 3767249 | 18275152 | 2915590 | 0 | 56544559
2042-01-01 | 2779106 | 2196798 | 305711 | 14.4539 | 60886.8 | 5296224 | 8727860 | 5.4692 | 49524166 | 0 | 8748846 | 4124.6 | 0 | 0 | 1687 | 4367585 | 82013014
2042-02-01 | 0 | 6616418 | 82.0713 | 5.0403 | 100677 | 2980826 | 13498337 | 4.353 | 52840099 | 0 | 5599950 | 5313.29 | 0 | 0 | 27 | 0 | 81641740
2042-03-01 | 4306004 | 0 | 0 | 99.7968 | 33942.9 | 0 | 0 | 0 | 44122312 | 63.1627 | 1210501 | 1303583 | 0 | 6995640 | 2947434 | 0 | 60919580
2042-04-01 | 0 | 0 | 0 | 68.8845 | 36388.4 | 0 | 0 | 0 | 3480180 | 0.95495 | 2089850 | 37918.5 | 0 | 0 | 1052273 | 0 | 6696680
2042-05-01 | 809963 | 2924906 | 3590718 | 638821 | 82556.3 | 8033810 | 390853 | 28.3512 | 24800856 | 90.2004 | 6492537 | 974003 | 0 | 6580328 | 3238622 | 3551288 | 62109379
2042-06-01 | 894957 | 4574680 | 4211811 | 56.0499 | 120669 | 574175 | 402676 | 6.4695 | 31563019 | 20.0559 | 2942572 | 155430 | 925550 | 988284 | 203351 | 520102 | 48077358
2042-07-01 | 1336972 | 4017770 | 2534013 | 51.6756 | 78739.5 | 196719 | 402976 | 42.2392 | 41804617 | 2.9712 | 1711506 | 52014.1 | 359942 | 675017 | 0 | 256834 | 53427218
2042-08-01 | 0 | 0 | 1115859 | 59.3783 | 40214.3 | 0 | 0 | 80.1895 | 6563531 | 2.4362 | 2323624 | 0 | 0 | 0 | 0 | 0 | 10043371
2042-09-01 | 0 | 0 | 0 | 0 | 0 | 0 | 0 | 0 | 2917265 | 33.6781 | 2931387 | 0 | 0 | 0 | 906909 | 0 | 6755595
2042-10-01 | 660899 | 0 | 27.8338 | 85.0982 | 15841.5 | 603176 | 2739660 | 80.1677 | 15366526 | 5.9805 | 4557600 | 1600044 | 5904947 | 6883452 | 2533847 | 5592172 | 46458364
2042-11-01 | 0 | 0 | 29.7612 | 31.9018 | 49061.3 | 0 | 4.9208 | 60.9532 | 25547811 | 97.6785 | 316075 | 1243991 | 2746916 | 8989857 | 730923 | 0 | 39624861
2042-12-01 | 0 | 0 | 82.2332 | 8.2676 | 0 | 31.4733 | 0 | 0 | 18690928 | 5.631 | 4388705 | 0 | 0 | 0 | 533722 | 0 | 23613483
2043-01-01 | 0 | 6361692 | 40.2519 | 95.4282 | 94376.7 | 939302 | 0 | 524.26 | 44707094 | 38.5759 | 4534608 | 855711 | 0 | 5137527 | 2152045 | 2578741 | 67361794
2043-02-01 | 0 | 0 | 81.3142 | 11.2 | 13000.5 | 4275351 | 14920615 | 5.748 | 38967290 | 83.8875 | 4024842 | 73884.7 | 717064 | 467531 | 1293772 | 1357576 | 66111107
2043-03-01 | 4251485 | 4332696 | 54.0471 | 43.0787 | 112101 | 0 | 0 | 0 | 53724110 | 5.2472 | 3167096 | 12003.7 | 0 | 0 | 90.3011 | 4498358 | 70098044
2043-04-01 | 59355.9 | 0 | 2.2859 | 40.5756 | 60387 | 0 | 0 | 0 | 13664968 | 3154610 | 4880435 | 1195690 | 0 | 5517028 | 2259435 | 3023480 | 33815433
2043-05-01 | 1416320 | 5243103 | 2366016 | 1351940 | 91821.4 | 3086531 | 333837 | 41.4561 | 27818807 | 3545615 | 6609888 | 988406 | 2646629 | 6431463 | 2248669 | 3668699 | 67847785
2043-06-01 | 783761 | 3058723 | 4488819 | 49.2789 | 99071.7 | 5.7939 | 467536 | 44.987 | 28539698 | 3991788 | 4849836 | 155129 | 1033708 | 1004039 | 1220626 | 510544 | 50203376
2043-07-01 | 1349716 | 6990859 | 2434434 | 166112 | 85735.3 | 172816 | 192289 | 163.42 | 42345003 | 615685 | 1039440 | 51067.7 | 339222 | 1014840 | 0 | 259825 | 57057208
2043-08-01 | 0 | 0 | 2461980 | 1.3049 | 68028.8 | 0 | 0 | 8.5243 | 19207774 | 914222 | 2348598 | 0 | 0 | 0 | 0 | 0 | 25000613
2043-09-01 | 0 | 0 | 58.0877 | 0 | 0 | 0 | 0 | 0 | 2978041 | 4802100 | 4417220 | 0 | 0 | 0 | 1859403 | 0 | 14056821
2043-10-01 | 776895 | 0 | 0 | 46.0217 | 13753.3 | 22.7075 | 68.5643 | 44.1558 | 15328957 | 70.0971 | 2506982 | 2105108 | 7208613 | 11561414 | 2413416 | 2137523 | 44052913
2043-11-01 | 678512 | 0 | 55.6011 | 24.2402 | 3770.44 | 0 | 0 | 0 | 19237711 | 2.8353 | 1564569 | 1158578 | 0 | 7082343 | 736097 | 1591270 | 32052934
2043-12-01 | 0 | 0 | 6.919 | 0.75883 | 45272.3 | 0 | 3899171 | 0 | 26244541 | 31.4538 | 5880534 | 0 | 0 | 0 | 1100247 | 0 | 37169804
2044-01-01 | 2144424 | 4052051 | 77.5113 | 69.3675 | 47326.5 | 3512163 | 492002 | 223.107 | 38548062 | 33.94 | 2807468 | 897069 | 0 | 6054716 | 770741 | 2773681 | 62100107
2044-02-01 | 3328724 | 9089493 | 80.6226 | 40.6718 | 46489.3 | 1691329 | 12617818 | 42.0156 | 47399658 | 76.0537 | 5512153 | 83607.6 | 0 | 539824 | 2065221 | 763344 | 83137901
2044-03-01 | 617090 | 4207210 | 7.1646 | 41.555 | 76056.3 | 96.4789 | 0 | 5.3356 | 50004137 | 0 | 5195033 | 14538.2 | 0 | 0 | 9 | 667698 | 60781922
2044-04-01 | 3610532 | 0 | 30.613 | 30.3918 | 60984.1 | 7288202 | 14736498 | 99.8093 | 13544331 | 38.5574 | 3054011 | 1036621 | 0 | 6404159 | 3401669 | 2826692 | 55963898
2044-05-01 | 690031 | 1370286 | 84.4364 | 44.3445 | 59447.8 | 0.21709 | 169646 | 4.6151 | 14685482 | 19.5873 | 4415594 | 954706 | 3688683 | 6352713 | 1129651 | 3106359 | 36622752
2044-06-01 | 1465773 | 5080593 | 4035509 | 89626.1 | 112310 | 4.4818 | 571884 | 42.8605 | 30441722 | 91.4991 | 4929949 | 104920 | 706368 | 672046 | 1172934 | 775008 | 50158782
2044-07-01 | 688329 | 4351495 | 2658715 | 17.5969 | 73625.4 | 74204.8 | 182619 | 4.136 | 41585870 | 9.3481 | 1379354 | 52958.2 | 697050 | 989835 | 0 | 0 | 52734087
2044-08-01 | 0 | 0 | 905537 | 7.9646 | 39236 | 0 | 0 | 69.652 | 10281589 | 3.8295 | 2352369 | 0 | 0 | 0 | 0 | 0 | 13578812
2044-09-01 | 0 | 0 | 86.2469 | 0 | 0 | 0 | 0 | 0 | 5755694 | 2768442 | 4473791 | 0 | 0 | 0 | 1864697 | 0 | 14862710
2044-10-01 | 324647 | 0 | 79.6794 | 24.5605 | 38405.7 | 83.6379 | 1956102 | 21.0742 | 18505581 | 3427692 | 2410840 | 2074012 | 12776326 | 8101716 | 2376905 | 1835701 | 53828135
2044-11-01 | 0 | 0 | 71.9614 | 29.244 | 41195.4 | 0 | 0 | 66.436 | 30867168 | 1.6072 | 1250817 | 2447891 | 5731365 | 12709865 | 0 | 4662753 | 57711223
2044-12-01 | 0 | 0 | 20.4957 | 43.9385 | 45227.6 | 0 | 0 | 95.4084 | 20129691 | 97.1579 | 4006849 | 0 | 0 | 0 | 0 | 0 | 24182025
2045-01-01 | 0 | 5408002 | 43.3722 | 22.6109 | 73204.6 | 5938594 | 1380505 | 59.0434 | 41772320 | 8.9686 | 5690098 | 668359 | 198 | 3532875 | 2110370 | 3787018 | 70361677
2045-02-01 | 3193860 | 0 | 58.2367 | 0 | 39156.9 | 2947966 | 13297604 | 2675051 | 46499077 | 2.8723 | 4491735 | 2513.53 | 0 | 0 | 4135 | 0 | 73151159
2045-03-01 | 622163 | 8591148 | 48.5468 | 1.9746 | 76599.4 | 1569021 | 53443.5 | 7387646 | 40565137 | 99122.7 | 5159753 | 4968.76 | 0 | 9548.94 | 64 | 5057566 | 69196233
2045-04-01 | 4276533 | 0 | 1857583 | 21.2258 | 26118.9 | 15079080 | 14474828 | 3734894 | 23785635 | 3172632 | 4328482 | 1516557 | 3897532 | 9617777 | 2969000 | 3094588 | 91831261
2045-05-01 | 779221 | 5762950 | 1490069 | 1233475 | 89452.9 | 3329726 | 569402 | 7359425 | 17705197 | 6563312 | 7630658 | 765061 | 4854524 | 4975575 | 2847470 | 3460383 | 69415901
2045-06-01 | 865473 | 4594800 | 5568934 | 50.9431 | 113923 | 393262 | 602888 | 8537684 | 27949678 | 3676972 | 4964379 | 167678 | 1085592 | 1033140 | 1622376 | 771926 | 61948757
2045-07-01 | 1317259 | 1286406 | 1554329 | 39.8224 | 72995.2 | 378947 | 196300 | 11088242 | 39733916 | 287844 | 1091129 | 1245.8 | 0 | 2835.94 | 0 | 0 | 57011489
2045-08-01 | 0 | 0 | 2410455 | 88.3887 | 39880.2 | 0 | 0 | 829164 | 18843324 | 807171 | 2292828 | 0 | 0 | 0 | 0 | 0 | 25222910
2045-09-01 | 0 | 0 | 80.2193 | 0 | 0 | 0 | 0 | 0 | 2841613 | 2431238 | 4460269 | 0 | 0 | 0 | 2162644 | 0 | 11895844
2045-10-01 | 724362 | 0 | 0 | 43.3254 | 27716.8 | 3475282 | 3290516 | 2111496 | 12099699 | 2807138 | 3673914 | 2159170 | 12570214 | 14410989 | 2000770 | 2916974 | 62268284
2045-11-01 | 972541 | 747260 | 6.6627 | 4.7879 | 45671.7 | 8744819 | 4470874 | 7135795 | 36026204 | 2238062 | 4728741 | 129086 | 434451 | 845480 | 104370 | 2680723 | 69304087
2045-12-01 | 162827 | 811180 | 60.0222 | 80.8469 | 63411 | 0 | 0 | 27.297 | 19301720 | 95.5596 | 3543246 | 2525129 | 8010163 | 15603075 | 2401870 | 0 | 52422884
2046-01-01 | 0 | 0 | 0 | 0 | 27118.2 | 0 | 0 | 0 | 31584959 | 0 | 218396 | 56802.1 | 0 | 0 | 184113 | 0 | 32071389
2046-02-01 | 0 | 0 | 0 | 6.8617 | 60597.8 | 0 | 791218 | 0 | 9733481 | 0 | 524772 | 0 | 0 | 0 | 0 | 0 | 11110075
2046-03-01 | 3522418 | 4371545 | 7997.41 | 4.0928 | 75753.4 | 1072994 | 14479350 | 4.1618 | 45994836 | 0 | 5249462 | 9161.09 | 0 | 0 | 0 | 4922291 | 79705816
2046-04-01 | 609246 | 5646123 | 91.4878 | 0.26777 | 41210.9 | 45.8422 | 0 | 5.4037 | 43105501 | 0 | 7946732 | 12523.6 | 0 | 0 | 43 | 2657117 | 60018639
2046-05-01 | 756378 | 5285221 | 407579 | 1155453 | 58593.7 | 7421492 | 167560 | 40.2961 | 28866291 | 95.3275 | 5662247 | 1178552 | 5142719 | 6388275 | 3526670 | 3383956 | 69401123
2046-06-01 | 757877 | 4693581 | 2249322 | 96.1162 | 110690 | 355313 | 386954 | 40.2334 | 27582401 | 16.5075 | 3697763 | 152521 | 703902 | 973402 | 1202467 | 517247 | 43383592
2046-07-01 | 1312571 | 1562022 | 2792318 | 14.0081 | 74983.6 | 182759 | 190489 | 39.7594 | 32108714 | 4.534 | 1660584 | 51423.4 | 336540 | 670416 | 0 | 249004 | 41191882
2046-08-01 | 0 | 0 | 1173340 | 89.0297 | 67110.4 | 0 | 0 | 3848993 | 19192190 | 4.5121 | 2392294 | 0 | 0 | 0 | 0 | 0 | 26674020
2046-09-01 | 0 | 0 | 70.749 | 0 | 0 | 0 | 0 | 0 | 2840198 | 93.9774 | 2897679 | 0 | 0 | 0 | 1903960 | 0 | 7642002
2046-10-01 | 636332 | 0 | 46.0042 | 8.2475 | 14836.8 | 1276353 | 2837986 | 1148572 | 12074712 | 10.3992 | 5105127 | 2595180 | 9315115 | 11063486 | 2318456 | 1860871 | 50247090
2046-11-01 | 556026 | 0 | 56.9563 | 41.5637 | 59146.2 | 0 | 1177423 | 99.2747 | 29079692 | 56.4486 | 47079.7 | 1405377 | 3591096 | 7438937 | 2564602 | 3638749 | 49558382
2046-12-01 | 1309622 | 485975 | 51.3869 | 84.6524 | 12481 | 71.6885 | 0 | 86.9021 | 32671453 | 65.2237 | 4360122 | 851934 | 0 | 8970366 | 608109 | 0 | 49270422
2047-01-01 | 0 | 0 | 72.41 | 52.9544 | 56794.2 | 0 | 0 | 3.7654 | 45039833 | 0 | 4485936 | 2248.17 | 0 | 0 | 11297 | 2793798 | 52390035
2047-02-01 | 3101079 | 2054778 | 78.1402 | 175457 | 102438 | 0 | 14476570 | 5.0247 | 47616658 | 0 | 1861504 | 6267.37 | 0 | 0 | 13 | 1738857 | 71133705
2047-03-01 | 4101480 | 4137884 | 99.255 | 46.6652 | 75925.5 | 3160989 | 13871354 | 5.4146 | 41003178 | 0 | 8067270 | 5479.5 | 0 | 0 | 23 | 4955850 | 79379585
2047-04-01 | 653434 | 5211814 | 81.1206 | 69.07 | 48277.6 | 44.7816 | 0 | 415.97 | 25784114 | 21.8308 | 3387990 | 1374792 | 6387937 | 7732050 | 4232000 | 3085683 | 57898724
2047-05-01 | 759830 | 5364769 | 2229128 | 955299 | 74303.7 | 6330852 | 388365 | 1226881 | 18892012 | 3781745 | 7468172 | 775080 | 4384557 | 9506847 | 2562170 | 3467363 | 68167374
2047-06-01 | 773333 | 1348808 | 5508882 | 90.1979 | 99488.2 | 561455 | 584959 | 8453432 | 29078136 | 3353027 | 5003839 | 118600 | 805696 | 700960 | 872527 | 500614 | 57763847
2047-07-01 | 1278626 | 6866089 | 2854628 | 384226 | 86211.8 | 182963 | 200166 | 11335076 | 35499975 | 252743 | 998904 | 2406.8 | 0 | 2078.98 | 0 | 255520 | 60199612
2047-08-01 | 0 | 0 | 759049 | 18.1561 | 27420.2 | 0 | 0 | 849916 | 18710411 | 723810 | 2384717 | 0 | 0 | 0 | 0 | 0 | 23455340
2047-09-01 | 0 | 0 | 0 | 0 | 0 | 0 | 0 | 0 | 2840564 | 2418711 | 2107770 | 0 | 0 | 0 | 2004984 | 0 | 9372028
2047-10-01 | 707654 | 0 | 8.4819 | 98.5066 | 32626.9 | 646309 | 1388557 | 2042584 | 15829884 | 5508197 | 4500185 | 1868657 | 10464580 | 5671170 | 1887470 | 6393535 | 56941517
2047-11-01 | 595163 | 0 | 0 | 52.2714 | 54302.8 | 19.6943 | 0 | 60.8074 | 27240524 | 29.4315 | 6349211 | 1777155 | 4845910 | 6295550 | 1135200 | 0 | 48293178
2047-12-01 | 114070 | 0 | 23.6728 | 5.2873 | 47854 | 4.5549 | 0 | 62.1802 | 18952338 | 1823733 | 1774888 | 1737306 | 9646694 | 12157339 | 1292902 | 0 | 47547219
2048-01-01 | 2158117 | 1538728 | 66.0197 | 37.586 | 57083.5 | 0 | 10282028 | 0.083512 | 40479942 | 2464144 | 3387463 | 43604.8 | 0 | 0 | 787490 | 4377339 | 65576043
2048-02-01 | 0 | 0 | 12.0796 | 60.3823 | 74666.8 | 12.4288 | 0 | 1.2639 | 41871011 | 3199425 | 2040547 | 10663.5 | 0 | 0 | 7 | 2899409 | 50095816
2048-03-01 | 4047900 | 6934149 | 435518 | 97.0778 | 105656 | 49.8983 | 13909710 | 31.2141 | 30718830 | 8064445 | 7929161 | 15269.4 | 0 | 0 | 390 | 2067175 | 74228381
2048-04-01 | 4155678 | 10671476 | 36.221 | 71.3097 | 59031 | 9221999 | 94532.7 | 2937714 | 31097772 | 6421059 | 6087617 | 3930.07 | 0 | 2848.99 | 29 | 6133241 | 76887034
2048-05-01 | 751816 | 2822775 | 3205640 | 10.6234 | 69392.3 | 6389782 | 557381 | 4881876 | 27976614 | 6025565 | 7343342 | 2640.42 | 0 | 5205.9 | 18 | 3438762 | 63470819
2048-06-01 | 762004 | 2553011 | 5344005 | 33.4842 | 107906 | 563428 | 584498 | 11729150 | 28443289 | 986751 | 4907210 | 3250.23 | 0 | 5784.96 | 10 | 518623 | 56508954
2048-07-01 | 1296941 | 4617368 | 1600686 | 88.7237 | 101813 | 187455 | 199467 | 8143117 | 36095748 | 225580 | 1323277 | 2800.97 | 0 | 2872.94 | 0 | 258539 | 54055754
2048-08-01 | 0 | 0 | 2869104 | 85.6493 | 39451.5 | 0 | 0 | 3896126 | 23855342 | 645352 | 2342020 | 0 | 0 | 0 | 0 | 0 | 33647482
2048-09-01 | 0 | 0 | 49.9622 | 0 | 0 | 0 | 0 | 0 | 2825032 | 4503935 | 2790236 | 0 | 0 | 0 | 1947224 | 0 | 12066477
2048-10-01 | 312713 | 0 | 0 | 92.5713 | 14772.6 | 0 | 0 | 27.2987 | 12055949 | 12.9529 | 2337869 | 2505612 | 12028466 | 14164135 | 2376270 | 2447164 | 48243084
2048-11-01 | 0 | 0 | 0 | 37.291 | 46738.7 | 0 | 0 | 0.31637 | 25914131 | 3.7755 | 1134514 | 1433499 | 1311155 | 9076300 | 77572.2 | 0 | 38993951
2048-12-01 | 0 | 0 | 8.273 | 8.4624 | 35765.4 | 7.6818 | 4885745 | 46.333 | 31162319 | 52.6669 | 4039959 | 43375.8 | 0 | 472952 | 700687 | 2188286 | 43529213
2049-01-01 | 0 | 0 | 67.8664 | 53.3644 | 16762.1 | 39.8496 | 9.7849 | 14.0578 | 34120658 | 22.1272 | 3544550 | 868436 | 669596 | 4488728 | 1279671 | 2713483 | 47702092
2049-02-01 | 0 | 0 | 0 | 59.9375 | 62416.6 | 0 | 0 | 0.87473 | 2759846 | 0 | 217397 | 0 | 0 | 527593 | 0 | 0 | 3567314
2049-03-01 | 3444670 | 5536206 | 26.1177 | 55.0091 | 48118.4 | 50.9771 | 10591060 | 8.9485 | 39945076 | 0 | 5047729 | 3933.17 | 0 | 0 | 7228 | 3589343 | 68213505
2049-04-01 | 635078 | 0 | 33731.1 | 59.4274 | 41929.1 | 917039 | 43993.4 | 60.1461 | 23768264 | 44.1031 | 4149403 | 1794646 | 0 | 6206819 | 3455563 | 3031977 | 44078607
2049-05-01 | 766815 | 5337062 | 3295470 | 1204769 | 70139.9 | 9208255 | 394321 | 74.1042 | 17180695 | 39.6122 | 6498036 | 935201 | 5092724 | 5962631 | 3180992 | 3431738 | 62558961
2049-06-01 | 773453 | 5342204 | 3518296 | 838445 | 131636 | 50357.1 | 373414 | 19.4857 | 27149882 | 11.7527 | 4808335 | 151791 | 737624 | 951940 | 1207001 | 513115 | 46547524
2049-07-01 | 1243159 | 1670459 | 3216075 | 90.2335 | 100919 | 146595 | 186964 | 6.4832 | 42492609 | 0 | 1536632 | 39247.4 | 261160 | 0 | 0 | 264225 | 51158140
2049-08-01 | 0 | 0 | 915191 | 5.0145 | 40796.1 | 0 | 0 | 43.4969 | 23068986 | 9.3218 | 2449357 | 0 | 0 | 0 | 0 | 0 | 26474388
2049-09-01 | 0 | 0 | 14.4469 | 0 | 0 | 0 | 0 | 0 | 2732096 | 64.3847 | 2889875 | 0 | 0 | 0 | 1003948 | 0 | 6625998
2049-10-01 | 963125 | 0 | 49.0116 | 84.5921 | 17336.4 | 1.4875 | 2617622 | 82.6444 | 21575304 | 58.6242 | 3778004 | 932876 | 7576518 | 8315075 | 1856770 | 2629741 | 50262647
2049-11-01 | 720701 | 2133004 | 29.334 | 22.0265 | 60179.5 | 7742055 | 4168396 | 4.4573 | 37188290 | 0 | 6699817 | 4155.8 | 262.4 | 0 | 0 | 5663135 | 64380052
2049-12-01 | 352160 | 0 | 0 | 74.6089 | 21086.2 | 0 | 0 | 0 | 15496931 | 0 | 3532175 | 3104217 | 640092 | 17866075 | 2987770 | 0 | 44000581
2050-01-01 | 0 | 0 | 0 | 0 | 27414.3 | 0 | 0 | 0 | 2719004 | 0 | 230362 | 0 | 0 | 0 | 0 | 0 | 2976780
2050-02-01 | 0 | 0 | 0 | 63.3551 | 27090.7 | 0 | 0 | 0 | 3631575 | 0 | 762386 | 0 | 0 | 0 | 0 | 0 | 4421115
2050-03-01 | 3414269 | 6664982 | 77.4942 | 33.8912 | 44807.3 | 6.6684 | 11923526 | 2.0192 | 38963855 | 0 | 5078115 | 3766.31 | 0 | 0 | 5841 | 4801823 | 70901104
2050-04-01 | 639292 | 0 | 14.618 | 73.5795 | 30584.2 | 5215835 | 0 | 5.5027 | 41010522 | 0 | 2908229 | 11788.8 | 0 | 0 | 57 | 164544 | 49980946
2050-05-01 | 746993 | 2749296 | 76.4598 | 0.79361 | 84004.7 | 5616288 | 293993 | 64.9693 | 27761055 | 8.5113 | 6522455 | 798161 | 2167556 | 4056175 | 2363770 | 3352773 | 56512671
2050-06-01 | 744542 | 2147497 | 3871836 | 77.9963 | 76838.3 | 472880 | 372327 | 10.7659 | 27942098 | 5.4209 | 2931570 | 163718 | 1183574 | 988843 | 1650265 | 500665 | 43046748
2050-07-01 | 1287856 | 4495185 | 1802170 | 43.5481 | 101185 | 0 | 182008 | 28.4295 | 32433081 | 1.6292 | 1233748 | 49403 | 333849 | 661649 | 0 | 251253 | 42831460
2050-08-01 | 0 | 0 | 1187325 | 81.8023 | 39438.9 | 0 | 0 | 17.2814 | 19129398 | 2.3768 | 3430030 | 0 | 0 | 0 | 0 | 0 | 23786293
2050-09-01 | 0 | 0 | 66.3875 | 0 | 0 | 0 | 0 | 0 | 2792472 | 39.391 | 3293042 | 0 | 0 | 0 | 990108 | 0 | 7075728
2050-10-01 | 321032 | 0 | 0 | 29.1295 | 48216.4 | 0.55399 | 2569447 | 74.1506 | 13064487 | 74.61 | 3093898 | 1405015 | 713828 | 8919150 | 1710600 | 5052784 | 36898637
2050-11-01 | 629942 | 0 | 67.8766 | 30.5855 | 58635.1 | 99.012 | 0 | 91.5825 | 28123373 | 2.0758 | 455631 | 891997 | 7213460 | 4511650 | 1871600 | 0 | 43756579
2050-12-01 | 0 | 0 | 0 | 19.4374 | 21328.9 | 0 | 0 | 4.3581 | 18327772 | 0 | 4165322 | 1452505 | 0 | 9316260 | 670364 | 0 | 33953576
2051-01-01 | 0 | 0 | 0 | 0 | 0 | 0 | 0 | 0 | 24439071 | 2.9751 | 202115 | 0 | 0 | 338720 | 0 | 0 | 24979909
2051-02-01 | 0 | 0 | 17.9951 | 0 | 0 | 0 | 0 | 40.3182 | 0 | 1.9214 | 436166 | 84736 | 0 | 5291376 | 1036903 | 0 | 6849241
2051-03-01 | 3335027 | 0 | 0 | 0 | 27790.3 | 2531475 | 13623192 | 1.47 | 3632354 | 0.42512 | 2874370 | 0 | 0 | 0 | 0 | 0 | 26024211
2051-04-01 | 0 | 0 | 0 | 67.0529 | 0 | 0 | 0 | 53.9831 | 0 | 0.055225 | 0 | 790971 | 0 | 0 | 0 | 0 | 791092
2051-05-01 | 0 | 0 | 0 | 2.2621 | 16187.4 | 0 | 0 | 11.8546 | 0 | 5.3032 | 0 | 0 | 0 | 0 | 0 | 0 | 16206.8
2051-06-01 | 0 | 0 | 0 | 0 | 0 | 0 | 0 | 0 | 2695724 | 0.74885 | 126838 | 0 | 0 | 0 | 0 | 0 | 2822562
2051-07-01 | 0 | 0 | 0 | 0.22401 | 0 | 0 | 0 | 0 | 9342872 | 2.5867 | 546299 | 0 | 0 | 0 | 0 | 0 | 9889174
2051-08-01 | 0 | 0 | 0 | 75.3458 | 27030.2 | 0 | 0 | 0 | 0 | 5.9337 | 0 | 0 | 0 | 0 | 0 | 0 | 27111.4
Sum | 366460693 | 838098122 | 345894513 | 209034804 | 20677001 | 619324942 | 852326887 | 474637969 | 10006603032 | 303859828 | 1370970343 | 222874373 | 738920651 | 1311235682 | 418172859 | 650312661 | 18749404360

## GP Domestic
Transmission Link Flow
Scenario: WWR Increased Water Productivity, All months (12)
Cubic Meter
| "Transmission Link from Anti Atlas GW to AEP_Irherm" | "Transmission Link from Chtouka GW to Biougra" | "Transmission Link from Chtouka GW to Lqliaa" | "Transmission Link from Nappe Aluviale de Souss GW to AEP_Aoulouz" | "Transmission Link from Nappe Aluviale de Souss GW to AEP_Taliouine" | "Transmission Link from Souss GW to AEP Taroudant" | "Transmission Link from Souss GW to AEP_ouled berhil" | "Transmission Link from Souss GW to AEP_SEl Guerdane" | "Transmission Link from Souss GW to Agadir" | "Transmission Link from Souss GW to Ait Iaaza" | "Transmission Link from Souss GW to Drargua" | "Transmission Link from Souss GW to Ouled Teima" | "Transmission Link from Souss GW to Temsia" | "Transmission Link from Tiznit GW to Sidi Ifni" | Sum
2018-09-01 | 6085.93 | 182583 | 224894 | 166006 | 16443.8 | 365827 | 67028 | 0.22785 | 0 | 40907.9 | 158684 | 271172 | 77468.3 | 0 | 1577100
2018-10-01 | 6288.79 | 188669 | 232390 | 171539 | 16991.9 | 378021 | 69262.3 | 0 | 0 | 42271.5 | 163973 | 280212 | 80050.6 | 0 | 1629670
2018-11-01 | 6085.93 | 182583 | 224894 | 166006 | 16443.8 | 365827 | 67028 | 0.22785 | 0 | 40907.9 | 158684 | 271172 | 77468.3 | 0 | 1577100
2018-12-01 | 6288.79 | 188669 | 232390 | 171539 | 16991.9 | 378021 | 69262.3 | 0 | 0 | 42271.5 | 163973 | 280212 | 80050.6 | 0 | 1629670
2019-01-01 | 6288.79 | 188669 | 232390 | 171539 | 16991.9 | 378021 | 69262.3 | 0 | 0 | 42271.5 | 163973 | 280212 | 80050.6 | 0 | 1629670
2019-02-01 | 5680.2 | 170411 | 209901 | 154939 | 15347.5 | 341439 | 62559.5 | 0 | 0 | 38180.7 | 148105 | 253094 | 72303.8 | 0 | 1471960
2019-03-01 | 6288.79 | 188669 | 232390 | 171539 | 16991.9 | 378021 | 69262.3 | 0.83544 | 0 | 42271.5 | 163973 | 280212 | 80050.6 | 0 | 1629671
2019-04-01 | 6085.93 | 182583 | 224894 | 166006 | 16443.8 | 365827 | 67028 | 0.22785 | 0 | 40907.9 | 158684 | 271172 | 77468.3 | 0 | 1577100
2019-05-01 | 6288.79 | 188669 | 232390 | 171539 | 16991.9 | 378021 | 69262.3 | 0.83544 | 0 | 42271.5 | 163973 | 280212 | 80050.6 | 0 | 1629671
2019-06-01 | 6085.93 | 182583 | 224894 | 166006 | 16443.8 | 365827 | 67028 | 0.22785 | 0 | 40907.9 | 158684 | 271172 | 77468.3 | 0 | 1577100
2019-07-01 | 6288.79 | 188669 | 232390 | 171539 | 16991.9 | 378021 | 69262.3 | 6845.84 | 0 | 42271.5 | 163973 | 280212 | 80050.6 | 0 | 1636516
2019-08-01 | 6288.79 | 188669 | 232390 | 171539 | 16991.9 | 378021 | 69262.3 | 33335.9 | 0 | 42271.5 | 163973 | 280212 | 80050.6 | 0 | 1663006
2019-09-01 | 6085.93 | 188970 | 233890 | 176898 | 16678.5 | 371089 | 69709.2 | 0.35443 | 0 | 42340.4 | 169792 | 279445 | 79392.5 | 0 | 1634291
2019-10-01 | 6288.79 | 195269 | 241687 | 182795 | 17234.4 | 383458 | 72032.8 | 0.63291 | 0 | 43751.7 | 175452 | 288760 | 82039 | 0 | 1688767
2019-11-01 | 6085.93 | 188970 | 233890 | 176898 | 16678.5 | 371089 | 69709.2 | 0.35443 | 0 | 42340.4 | 169792 | 279445 | 79392.5 | 0 | 1634291
2019-12-01 | 6288.79 | 195269 | 241687 | 182795 | 17234.4 | 383458 | 72032.8 | 0.63291 | 0 | 43751.7 | 175452 | 288760 | 82039 | 0 | 1688767
2020-01-01 | 6288.79 | 195269 | 241687 | 182795 | 17234.4 | 383458 | 72032.8 | 0.63291 | 41.3265 | 43751.7 | 175452 | 288760 | 82039 | 0 | 1688809
2020-02-01 | 5680.2 | 176372 | 218298 | 165105 | 15566.6 | 346350 | 65061.9 | 0 | 0 | 39517.7 | 158472 | 260815 | 74099.7 | 0 | 1525338
2020-03-01 | 6288.79 | 195269 | 241687 | 182795 | 17234.4 | 383458 | 72032.8 | 0 | 0 | 43751.7 | 175452 | 288760 | 82039 | 0 | 1688767
2020-04-01 | 6085.93 | 188970 | 233890 | 176898 | 16678.5 | 371089 | 69709.2 | 0 | 0 | 42340.4 | 169792 | 279445 | 79392.5 | 0 | 1634290
2020-05-01 | 6288.79 | 195269 | 241687 | 182795 | 17234.4 | 383458 | 72032.8 | 0.63291 | 41.3265 | 43751.7 | 175452 | 288760 | 82039 | 0 | 1688809
2020-06-01 | 6085.93 | 188970 | 233890 | 176898 | 16678.5 | 371089 | 69709.2 | 0.35443 | 56.1224 | 42340.4 | 169792 | 279445 | 79392.5 | 0 | 1634347
2020-07-01 | 6288.79 | 195269 | 241687 | 182795 | 17234.4 | 383458 | 72032.8 | 0.63291 | 41.3265 | 43751.7 | 175452 | 288760 | 82039 | 0 | 1688809
2020-08-01 | 6288.79 | 195269 | 241687 | 182795 | 17234.4 | 383458 | 72032.8 | 0.63291 | 41.3265 | 43751.7 | 175452 | 288760 | 82039 | 0 | 1688809
2020-09-01 | 6116.74 | 196064 | 241341 | 182516 | 16883.1 | 375650 | 71929.8 | 0.83544 | 0 | 43689.2 | 181278 | 286789 | 81045.2 | 0 | 1683302
2020-10-01 | 6320.63 | 202599 | 249385 | 188600 | 17445.9 | 388172 | 74327.5 | 0.26329 | 0 | 45145.5 | 187320 | 296349 | 83746.7 | 0 | 1739411
2020-11-01 | 6116.74 | 196064 | 241341 | 182516 | 16883.1 | 375650 | 71929.8 | 0.83544 | 0 | 43689.2 | 181278 | 286789 | 81045.2 | 0 | 1683302
2020-12-01 | 6320.63 | 202599 | 249385 | 188600 | 17445.9 | 388172 | 74327.5 | 0.26329 | 0 | 45145.5 | 187320 | 296349 | 83746.7 | 0 | 1739411
2021-01-01 | 6320.63 | 202599 | 249385 | 188600 | 17445.9 | 388172 | 74327.5 | 0.26329 | 0 | 45145.5 | 187320 | 296349 | 83746.7 | 0 | 1739411
2021-02-01 | 5708.96 | 182993 | 225251 | 170348 | 15757.5 | 350607 | 67134.5 | 0.97975 | 0 | 40776.6 | 169193 | 267670 | 75642.2 | 0 | 1571082
2021-03-01 | 6320.63 | 202599 | 249385 | 188600 | 17445.9 | 388172 | 74327.5 | 0 | 0 | 45145.5 | 187320 | 296349 | 83746.7 | 0 | 1739411
2021-04-01 | 6116.74 | 196064 | 241341 | 182516 | 16883.1 | 375650 | 71929.8 | 0.83544 | 0 | 43689.2 | 181278 | 286789 | 81045.2 | 0 | 1683302
2021-05-01 | 6320.63 | 202599 | 249385 | 188600 | 17445.9 | 388172 | 74327.5 | 22549.3 | 0 | 45145.5 | 187320 | 296349 | 83746.7 | 0 | 1761960
2021-06-01 | 6116.74 | 196064 | 241341 | 182516 | 16883.1 | 375650 | 71929.8 | 33940.6 | 0 | 43689.2 | 181278 | 286789 | 81045.2 | 0 | 1717241
2021-07-01 | 6320.63 | 202599 | 249385 | 188600 | 17445.9 | 388172 | 74327.5 | 35136.3 | 0 | 45145.5 | 187320 | 296349 | 83746.7 | 0 | 1774547
2021-08-01 | 6320.63 | 202599 | 249385 | 188600 | 17445.9 | 388172 | 74327.5 | 35157.5 | 0 | 45145.5 | 187320 | 296349 | 83746.7 | 0 | 1774568
2021-09-01 | 6147.56 | 203158 | 248791 | 188217 | 17087.7 | 380211 | 74150.5 | 0.31646 | 0 | 45038.1 | 192764 | 294133 | 82697.8 | 0 | 1732395
2021-10-01 | 6352.47 | 209930 | 257084 | 194491 | 17657.3 | 392885 | 76622.2 | 35908.4 | 0 | 46539.4 | 199189 | 303937 | 85454.4 | 0 | 1826050
2021-11-01 | 6147.56 | 203158 | 248791 | 188217 | 17087.7 | 380211 | 74150.5 | 34733.7 | 0 | 45038.1 | 192764 | 294133 | 82697.8 | 0 | 1767129
2021-12-01 | 6352.47 | 209930 | 257084 | 194491 | 17657.3 | 392885 | 76622.2 | 35906.9 | 0 | 46539.4 | 199189 | 303937 | 85454.4 | 0 | 1826048
2022-01-01 | 6352.47 | 209930 | 257084 | 194491 | 17657.3 | 392885 | 76622.2 | 0.89367 | 0 | 46539.4 | 199189 | 303937 | 85454.4 | 0 | 1790142
2022-02-01 | 5737.72 | 189614 | 232205 | 175670 | 15948.5 | 354864 | 69207.1 | 0 | 0 | 42035.5 | 179913 | 274524 | 77184.6 | 0 | 1616902
2022-03-01 | 6352.47 | 209930 | 257084 | 194491 | 17657.3 | 392885 | 76622.2 | 0 | 0 | 46539.4 | 199189 | 303937 | 85454.4 | 0 | 1790142
2022-04-01 | 6147.56 | 203158 | 248791 | 188217 | 17087.7 | 380211 | 74150.5 | 0.31646 | 0 | 45038.1 | 192764 | 294133 | 82697.8 | 0 | 1732395
2022-05-01 | 6352.47 | 209930 | 257084 | 194491 | 17657.3 | 392885 | 76622.2 | 0 | 0 | 46539.4 | 199189 | 303937 | 85454.4 | 0 | 1790142
2022-06-01 | 6147.56 | 203158 | 248791 | 188217 | 17087.7 | 380211 | 74150.5 | 0.31646 | 0 | 45038.1 | 192764 | 294133 | 82697.8 | 0 | 1732395
2022-07-01 | 6352.47 | 209930 | 257084 | 194491 | 17657.3 | 392885 | 76622.2 | 0.89367 | 0 | 46539.4 | 199189 | 303937 | 85454.4 | 0 | 1790142
2022-08-01 | 6352.47 | 209930 | 257084 | 194491 | 17657.3 | 392885 | 76622.2 | 0.89367 | 0 | 46539.4 | 199189 | 303937 | 85454.4 | 0 | 1790142
2022-09-01 | 6178.37 | 210251 | 256241 | 194003 | 17292.3 | 384772 | 76371.1 | 0.79747 | 0 | 46387 | 204250 | 301477 | 84350.4 | 0 | 1781574
2022-10-01 | 6384.32 | 217260 | 264782 | 200469 | 17868.7 | 397598 | 78916.9 | 0.52405 | 0 | 47933.2 | 211058 | 311526 | 87162.1 | 0 | 1840959
2022-11-01 | 6178.37 | 210251 | 256241 | 194003 | 17292.3 | 384772 | 76371.1 | 0.79747 | 0 | 46387 | 204250 | 301477 | 84350.4 | 0 | 1781574
2022-12-01 | 6384.32 | 217260 | 264782 | 200469 | 17868.7 | 397598 | 78916.9 | 0.52405 | 0 | 47933.2 | 211058 | 311526 | 87162.1 | 0 | 1840959
2023-01-01 | 6384.32 | 217260 | 264782 | 200469 | 17868.7 | 397598 | 78916.9 | 0.52405 | 0 | 47933.2 | 211058 | 311526 | 87162.1 | 0 | 1840959
2023-02-01 | 5766.48 | 196235 | 239158 | 181069 | 16139.5 | 359121 | 71279.7 | 0.3443 | 0 | 43294.5 | 190633 | 281379 | 78727 | 0 | 1662802
2023-03-01 | 6384.32 | 217260 | 264782 | 200469 | 17868.7 | 397598 | 78916.9 | 27277.5 | 0 | 47933.2 | 211058 | 311526 | 87162.1 | 0 | 1868236
2023-04-01 | 6178.37 | 210251 | 256241 | 194003 | 17292.3 | 384772 | 76371.1 | 35254.8 | 0 | 46387 | 204250 | 301477 | 84350.4 | 0 | 1816828
2023-05-01 | 6384.32 | 217260 | 264782 | 200469 | 17868.7 | 397598 | 78916.9 | 36344.3 | 0 | 47933.2 | 211058 | 311526 | 87162.1 | 0 | 1877303
2023-06-01 | 6178.37 | 210251 | 256241 | 194003 | 17292.3 | 384772 | 76371.1 | 35362.6 | 0 | 46387 | 204250 | 301477 | 84350.4 | 0 | 1816935
2023-07-01 | 6384.32 | 217260 | 264782 | 200469 | 17868.7 | 397598 | 78916.9 | 36576.8 | 0 | 47933.2 | 211058 | 311526 | 87162.1 | 0 | 1877535
2023-08-01 | 6384.32 | 217260 | 264782 | 200469 | 17868.7 | 397598 | 78916.9 | 36536.9 | 0 | 47933.2 | 211058 | 311526 | 87162.1 | 0 | 1877496
2023-09-01 | 6209.19 | 217345 | 263691 | 199872 | 17496.9 | 389333 | 78591.8 | 0.27848 | 0 | 47735.8 | 215735 | 308821 | 86003 | 0 | 1830835
2023-10-01 | 6416.16 | 224590 | 272481 | 206534 | 18080.1 | 402311 | 81211.5 | 37279.7 | 0 | 49327 | 222927 | 319115 | 88869.8 | 0 | 1929142
2023-11-01 | 6209.19 | 217345 | 263691 | 199872 | 17496.9 | 389333 | 78591.8 | 0.27848 | 0 | 47735.8 | 215735 | 308821 | 86003 | 0 | 1830835
2023-12-01 | 6416.16 | 224590 | 272481 | 206534 | 18080.1 | 402311 | 81211.5 | 0.15443 | 0 | 49327 | 222927 | 319115 | 88869.8 | 0 | 1891862
2024-01-01 | 6416.16 | 224590 | 272481 | 206534 | 18080.1 | 402311 | 81211.5 | 0.15443 | 0 | 49327 | 222927 | 319115 | 88869.8 | 0 | 1891862
2024-02-01 | 5795.24 | 202855 | 246112 | 186547 | 16330.5 | 363378 | 73352.4 | 0.52658 | 0 | 44553.4 | 201353 | 288233 | 80269.5 | 0 | 1708779
2024-03-01 | 6416.16 | 224590 | 272481 | 206534 | 18080.1 | 402311 | 81211.5 | 37073.7 | 0 | 49327 | 222927 | 319115 | 88869.8 | 0 | 1928936
2024-04-01 | 6209.19 | 217345 | 263691 | 199872 | 17496.9 | 389333 | 78591.8 | 36130.7 | 0 | 47735.8 | 215735 | 308821 | 86003 | 0 | 1866965
2024-05-01 | 6416.16 | 224590 | 272481 | 206534 | 18080.1 | 402311 | 81211.5 | 36924.5 | 0 | 49327 | 222927 | 319115 | 88869.8 | 0 | 1928787
2024-06-01 | 6209.19 | 217345 | 263691 | 199872 | 17496.9 | 389333 | 78591.8 | 36024.1 | 0 | 47735.8 | 215735 | 308821 | 86003 | 0 | 1866858
2024-07-01 | 6416.16 | 224590 | 272481 | 206534 | 18080.1 | 402311 | 81211.5 | 36978.8 | 0 | 49327 | 222927 | 319115 | 88869.8 | 0 | 1928841
2024-08-01 | 6416.16 | 224590 | 272481 | 206534 | 18080.1 | 402311 | 81211.5 | 37326.1 | 0 | 49327 | 222927 | 319115 | 88869.8 | 0 | 1929188
2024-09-01 | 6240 | 224439 | 271142 | 205824 | 17701.5 | 393894 | 80812.5 | 0.75949 | 0 | 49084.7 | 227221 | 316165 | 87655.6 | 0 | 1880180
2024-10-01 | 6448 | 231920 | 280180 | 212685 | 18291.6 | 407024 | 83506.2 | 38059.1 | 0 | 50720.8 | 234795 | 326704 | 90577.5 | 0 | 1980911
2024-11-01 | 6240 | 224439 | 271142 | 205824 | 17701.5 | 393894 | 80812.5 | 0.75949 | 0 | 49084.7 | 227221 | 316165 | 87655.6 | 0 | 1880180
2024-12-01 | 6448 | 231920 | 280180 | 212685 | 18291.6 | 407024 | 83506.2 | 0.78481 | 0 | 50720.8 | 234795 | 326704 | 90577.5 | 0 | 1942853
2025-01-01 | 6448 | 231920 | 280180 | 212685 | 18291.6 | 407024 | 83506.2 | 0 | 0 | 50720.8 | 234795 | 326704 | 90577.5 | 0 | 1942852
2025-02-01 | 5824 | 209476 | 253065 | 192102 | 16521.4 | 367635 | 75425 | 0 | 0 | 45812.4 | 212073 | 295087 | 81811.9 | 0 | 1754834
2025-03-01 | 6448 | 231920 | 280180 | 212685 | 18291.6 | 407024 | 83506.2 | 0 | 0 | 50720.8 | 234795 | 326704 | 90577.5 | 0 | 1942852
2025-04-01 | 6240 | 224439 | 271142 | 205824 | 17701.5 | 393894 | 80812.5 | 0.75949 | 0 | 49084.7 | 227221 | 316165 | 87655.6 | 0 | 1880180
2025-05-01 | 6448 | 231920 | 280180 | 212685 | 18291.6 | 407024 | 83506.2 | 0.78481 | 0 | 50720.8 | 234795 | 326704 | 90577.5 | 0 | 1942853
2025-06-01 | 6240 | 224439 | 271142 | 205824 | 17701.5 | 393894 | 80812.5 | 0.75949 | 0 | 49084.7 | 227221 | 316165 | 87655.6 | 0 | 1880180
2025-07-01 | 6448 | 231920 | 280180 | 212685 | 18291.6 | 407024 | 83506.2 | 0.78481 | 0 | 50720.8 | 234795 | 326704 | 90577.5 | 0 | 1942853
2025-08-01 | 6448 | 231920 | 280180 | 212685 | 18291.6 | 407024 | 83506.2 | 14811.8 | 0 | 50720.8 | 234795 | 326704 | 90577.5 | 0 | 1957664
2025-09-01 | 6271.41 | 232863 | 278268 | 208354 | 17919.3 | 398736 | 83386.5 | 3893.7 | 0 | 50648 | 242591 | 324475 | 89480.3 | 0 | 1936886
2025-10-01 | 6480.45 | 240626 | 287543 | 215299 | 18516.7 | 412027 | 86166.1 | 38735.4 | 0 | 52336.3 | 250678 | 335290 | 92463 | 0 | 2036161
2025-11-01 | 6271.41 | 232863 | 278268 | 208354 | 17919.3 | 398736 | 83386.5 | 0.6962 | 0 | 50648 | 242591 | 324475 | 89480.3 | 0 | 1932993
2025-12-01 | 6480.45 | 240626 | 287543 | 215299 | 18516.7 | 412027 | 86166.1 | 0.28608 | 0 | 52336.3 | 250678 | 335290 | 92463 | 0 | 1997426
2026-01-01 | 6480.45 | 240626 | 287543 | 215299 | 18516.7 | 412027 | 86166.1 | 7219.29 | 0 | 52336.3 | 250678 | 335290 | 92463 | 0 | 2004645
2026-02-01 | 5853.31 | 217339 | 259716 | 194464 | 16724.7 | 372153 | 77827.4 | 0.51646 | 0 | 47271.5 | 226419 | 302843 | 83514.9 | 0 | 1804127
2026-03-01 | 6480.45 | 240626 | 287543 | 215299 | 18516.7 | 412027 | 86166.1 | 5910.29 | 0 | 52336.3 | 250678 | 335290 | 92463 | 0 | 2003336
2026-04-01 | 6271.41 | 232863 | 278268 | 208354 | 17919.3 | 398736 | 83386.5 | 32979.2 | 0 | 50648 | 242591 | 324475 | 89480.3 | 0 | 1965971
2026-05-01 | 6480.45 | 240626 | 287543 | 215299 | 18516.7 | 412027 | 86166.1 | 38814.3 | 0 | 52336.3 | 250678 | 335290 | 92463 | 0 | 2036240
2026-06-01 | 6271.41 | 232863 | 278268 | 208354 | 17919.3 | 398736 | 83386.5 | 0.6962 | 0 | 50648 | 242591 | 324475 | 89480.3 | 0 | 1932993
2026-07-01 | 6480.45 | 240626 | 287543 | 215299 | 18516.7 | 412027 | 86166.1 | 0.28608 | 0 | 52336.3 | 250678 | 335290 | 92463 | 0 | 1997426
2026-08-01 | 6480.45 | 240626 | 287543 | 215299 | 18516.7 | 412027 | 86166.1 | 17445.3 | 0 | 52336.3 | 250678 | 335290 | 92463 | 0 | 2014871
2026-09-01 | 6302.81 | 241288 | 285394 | 210884 | 18137.2 | 403577 | 85960.6 | 0.63291 | 0 | 52211.4 | 257961 | 332784 | 91305 | 0 | 1985806
2026-10-01 | 6512.91 | 249331 | 294907 | 217913 | 18741.7 | 417030 | 88825.9 | 39520.4 | 0 | 53951.8 | 266560 | 343877 | 94348.5 | 0 | 2091519
2026-11-01 | 6302.81 | 241288 | 285394 | 210884 | 18137.2 | 403577 | 85960.6 | 0.63291 | 0 | 52211.4 | 257961 | 332784 | 91305 | 0 | 1985806
2026-12-01 | 6512.91 | 249331 | 294907 | 217913 | 18741.7 | 417030 | 88825.9 | 39597.8 | 0 | 53951.8 | 266560 | 343877 | 94348.5 | 0 | 2091597
2027-01-01 | 6512.91 | 249331 | 294907 | 217913 | 18741.7 | 417030 | 88825.9 | 28827.8 | 0 | 53951.8 | 266560 | 343877 | 94348.5 | 0 | 2080826
2027-02-01 | 5882.63 | 225202 | 266367 | 196825 | 16928 | 376672 | 80229.9 | 0.32405 | 0 | 48730.6 | 240764 | 310598 | 85218 | 0 | 1853418
2027-03-01 | 6512.91 | 249331 | 294907 | 217913 | 18741.7 | 417030 | 88825.9 | 0 | 0 | 53951.8 | 266560 | 343877 | 94348.5 | 0 | 2051999
2027-04-01 | 6302.81 | 241288 | 285394 | 210884 | 18137.2 | 403577 | 85960.6 | 10206.6 | 0 | 52211.4 | 257961 | 332784 | 91305 | 0 | 1996012
2027-05-01 | 6512.91 | 249331 | 294907 | 217913 | 18741.7 | 417030 | 88825.9 | 39535.7 | 0 | 53951.8 | 266560 | 343877 | 94348.5 | 0 | 2091534
2027-06-01 | 6302.81 | 241288 | 285394 | 210884 | 18137.2 | 403577 | 85960.6 | 38279.5 | 0 | 52211.4 | 257961 | 332784 | 91305 | 0 | 2024085
2027-07-01 | 6512.91 | 249331 | 294907 | 217913 | 18741.7 | 417030 | 88825.9 | 39626 | 0 | 53951.8 | 266560 | 343877 | 94348.5 | 0 | 2091625
2027-08-01 | 6512.91 | 249331 | 294907 | 217913 | 18741.7 | 417030 | 88825.9 | 39510.8 | 0 | 53951.8 | 266560 | 343877 | 94348.5 | 0 | 2091509
2027-09-01 | 6334.22 | 249713 | 292520 | 213414 | 18355 | 408419 | 88534.6 | 0.56962 | 0 | 53774.8 | 273331 | 341093 | 93129.7 | 0 | 2038619
2027-10-01 | 6545.36 | 258036 | 302270 | 220528 | 18966.8 | 422033 | 91485.8 | 0.28861 | 0 | 55567.3 | 282442 | 352463 | 96234 | 0 | 2106572
2027-11-01 | 6334.22 | 249713 | 292520 | 213414 | 18355 | 408419 | 88534.6 | 0.56962 | 0 | 53774.8 | 273331 | 341093 | 93129.7 | 0 | 2038619
2027-12-01 | 6545.36 | 258036 | 302270 | 220528 | 18966.8 | 422033 | 91485.8 | 0 | 0 | 55567.3 | 282442 | 352463 | 96234 | 0 | 2106572
2028-01-01 | 6545.36 | 258036 | 302270 | 220528 | 18966.8 | 422033 | 91485.8 | 0 | 0 | 55567.3 | 282442 | 352463 | 96234 | 0 | 2106572
2028-02-01 | 5911.94 | 233065 | 273018 | 199186 | 17131.3 | 381191 | 82632.3 | 0 | 0 | 50189.8 | 255109 | 318354 | 86921 | 0 | 1902710
2028-03-01 | 6545.36 | 258036 | 302270 | 220528 | 18966.8 | 422033 | 91485.8 | 0 | 0 | 55567.3 | 282442 | 352463 | 96234 | 0 | 2106572
2028-04-01 | 6334.22 | 249713 | 292520 | 213414 | 18355 | 408419 | 88534.6 | 0.56962 | 0 | 53774.8 | 273331 | 341093 | 93129.7 | 0 | 2038619
2028-05-01 | 6545.36 | 258036 | 302270 | 220528 | 18966.8 | 422033 | 91485.8 | 0.28861 | 0 | 55567.3 | 282442 | 352463 | 96234 | 0 | 2106572
2028-06-01 | 6334.22 | 249713 | 292520 | 213414 | 18355 | 408419 | 88534.6 | 0.56962 | 0 | 53774.8 | 273331 | 341093 | 93129.7 | 0 | 2038619
2028-07-01 | 6545.36 | 258036 | 302270 | 220528 | 18966.8 | 422033 | 91485.8 | 0.28861 | 0 | 55567.3 | 282442 | 352463 | 96234 | 0 | 2106572
2028-08-01 | 6545.36 | 258036 | 302270 | 220528 | 18966.8 | 422033 | 91485.8 | 0.28861 | 0 | 55567.3 | 282442 | 352463 | 96234 | 0 | 2106572
2028-09-01 | 6365.63 | 258137 | 299646 | 215944 | 18572.8 | 413261 | 91108.7 | 0.50633 | 0 | 55338.1 | 288701 | 349403 | 94954.4 | 0 | 2091431
2028-10-01 | 6577.82 | 266742 | 309634 | 223142 | 19191.9 | 427036 | 94145.7 | 0.78987 | 0 | 57182.7 | 298325 | 361049 | 98119.5 | 0 | 2161146
2028-11-01 | 6365.63 | 258137 | 299646 | 215944 | 18572.8 | 413261 | 91108.7 | 0 | 0 | 55338.1 | 288701 | 349403 | 94954.4 | 0 | 2091431
2028-12-01 | 6577.82 | 266742 | 309634 | 223142 | 19191.9 | 427036 | 94145.7 | 0 | 0 | 57182.7 | 298325 | 361049 | 98119.5 | 0 | 2161145
2029-01-01 | 6577.82 | 266742 | 309634 | 223142 | 19191.9 | 427036 | 94145.7 | 0 | 0 | 57182.7 | 298325 | 361049 | 98119.5 | 0 | 2161145
2029-02-01 | 5941.25 | 240928 | 279669 | 201547 | 17334.6 | 385710 | 85034.8 | 0 | 0 | 51648.9 | 269455 | 326109 | 88624.1 | 0 | 1952002
2029-03-01 | 6577.82 | 266742 | 309634 | 223142 | 19191.9 | 427036 | 94145.7 | 0 | 0 | 57182.7 | 298325 | 361049 | 98119.5 | 0 | 2161145
2029-04-01 | 6365.63 | 258137 | 299646 | 215944 | 18572.8 | 413261 | 91108.7 | 0 | 0 | 55338.1 | 288701 | 349403 | 94954.4 | 0 | 2091431
2029-05-01 | 6577.82 | 266742 | 309634 | 223142 | 19191.9 | 427036 | 94145.7 | 0.78987 | 0 | 57182.7 | 298325 | 361049 | 98119.5 | 0 | 2161146
2029-06-01 | 6365.63 | 258137 | 299646 | 215944 | 18572.8 | 413261 | 91108.7 | 0.50633 | 0 | 55338.1 | 288701 | 349403 | 94954.4 | 0 | 2091431
2029-07-01 | 6577.82 | 266742 | 309634 | 223142 | 19191.9 | 427036 | 94145.7 | 0.78987 | 0 | 57182.7 | 298325 | 361049 | 98119.5 | 0 | 2161146
2029-08-01 | 6577.82 | 266742 | 309634 | 223142 | 19191.9 | 427036 | 94145.7 | 0.78987 | 0 | 57182.7 | 298325 | 361049 | 98119.5 | 0 | 2161146
2029-09-01 | 6397.04 | 266562 | 306772 | 218474 | 18790.6 | 418102 | 93682.8 | 0.44304 | 0 | 56901.5 | 304071 | 357712 | 96779 | 0 | 2144244
2029-10-01 | 6610.27 | 275447 | 316998 | 225756 | 19417 | 432039 | 96805.5 | 0.29114 | 0 | 58798.2 | 314207 | 369636 | 100005 | 0 | 2215719
2029-11-01 | 6397.04 | 266562 | 306772 | 218474 | 18790.6 | 418102 | 93682.8 | 0.44304 | 0 | 56901.5 | 304071 | 357712 | 96779 | 0 | 2144244
2029-12-01 | 6610.27 | 275447 | 316998 | 225756 | 19417 | 432039 | 96805.5 | 0 | 0 | 58798.2 | 314207 | 369636 | 100005 | 0 | 2215719
2030-01-01 | 6610.27 | 275447 | 316998 | 225756 | 19417 | 432039 | 96805.5 | 0.29114 | 0 | 58798.2 | 314207 | 369636 | 100005 | 0 | 2215719
2030-02-01 | 5970.57 | 248791 | 286320 | 203909 | 17537.9 | 390229 | 87437.2 | 0 | 0 | 53108.1 | 283800 | 333865 | 90327.1 | 0 | 2001294
2030-03-01 | 6610.27 | 275447 | 316998 | 225756 | 19417 | 432039 | 96805.5 | 0 | 0 | 58798.2 | 314207 | 369636 | 100005 | 0 | 2215719
2030-04-01 | 6397.04 | 266562 | 306772 | 218474 | 18790.6 | 418102 | 93682.8 | 0 | 0 | 56901.5 | 304071 | 357712 | 96779 | 0 | 2144244
2030-05-01 | 6610.27 | 275447 | 316998 | 225756 | 19417 | 432039 | 96805.5 | 0.29114 | 0 | 58798.2 | 314207 | 369636 | 100005 | 0 | 2215719
2030-06-01 | 6397.04 | 266562 | 306772 | 218474 | 18790.6 | 418102 | 93682.8 | 0.44304 | 0 | 56901.5 | 304071 | 357712 | 96779 | 0 | 2144244
2030-07-01 | 6610.27 | 275447 | 316998 | 225756 | 19417 | 432039 | 96805.5 | 0.29114 | 0 | 58798.2 | 314207 | 369636 | 100005 | 0 | 2215719
2030-08-01 | 6610.27 | 275447 | 316998 | 225756 | 19417 | 432039 | 96805.5 | 0.29114 | 0 | 58798.2 | 314207 | 369636 | 100005 | 0 | 2215719
2030-09-01 | 6429.33 | 275054 | 313158 | 220702 | 18982.5 | 422368 | 95633 | 0.3038 | 0 | 58086.1 | 317247 | 363241 | 98275.3 | 0 | 2189177
2030-10-01 | 6643.64 | 284222 | 323596 | 228059 | 19615.2 | 436446 | 98820.8 | 0.11392 | 0 | 60022.3 | 327822 | 375350 | 101551 | 0 | 2262149
2030-11-01 | 6429.33 | 275054 | 313158 | 220702 | 18982.5 | 422368 | 95633 | 0.3038 | 0 | 58086.1 | 317247 | 363241 | 98275.3 | 0 | 2189177
2030-12-01 | 6643.64 | 284222 | 323596 | 228059 | 19615.2 | 436446 | 98820.8 | 0.11392 | 0 | 60022.3 | 327822 | 375350 | 101551 | 0 | 2262149
2031-01-01 | 6643.64 | 284222 | 323596 | 228059 | 19615.2 | 436446 | 98820.8 | 0.11392 | 0 | 60022.3 | 327822 | 375350 | 101551 | 0 | 2262149
2031-02-01 | 6000.71 | 256717 | 292281 | 205989 | 17717 | 394210 | 89257.5 | 0 | 0 | 54213.7 | 296097 | 339025 | 91723.6 | 0 | 2043231
2031-03-01 | 6643.64 | 284222 | 323596 | 228059 | 19615.2 | 436446 | 98820.8 | 0 | 0 | 60022.3 | 327822 | 375350 | 101551 | 0 | 2262149
2031-04-01 | 6429.33 | 275054 | 313158 | 220702 | 18982.5 | 422368 | 95633 | 0.3038 | 0 | 58086.1 | 317247 | 363241 | 98275.3 | 0 | 2189177
2031-05-01 | 6643.64 | 284222 | 323596 | 228059 | 19615.2 | 436446 | 98820.8 | 0.11392 | 0 | 60022.3 | 327822 | 375350 | 101551 | 0 | 2262149
2031-06-01 | 6429.33 | 275054 | 313158 | 220702 | 18982.5 | 422368 | 95633 | 0.3038 | 0 | 58086.1 | 317247 | 363241 | 98275.3 | 0 | 2189177
2031-07-01 | 6643.64 | 284222 | 323596 | 228059 | 19615.2 | 436446 | 98820.8 | 0.11392 | 0 | 60022.3 | 327822 | 375350 | 101551 | 0 | 2262149
2031-08-01 | 6643.64 | 284222 | 323596 | 228059 | 19615.2 | 436446 | 98820.8 | 0.11392 | 0 | 60022.3 | 327822 | 375350 | 101551 | 0 | 2262149
2031-09-01 | 6461.63 | 283546 | 319544 | 222931 | 19174.3 | 426633 | 97583.3 | 0 | 0 | 59270.7 | 330423 | 368771 | 99771.5 | 0 | 2234109
2031-10-01 | 6677.02 | 292997 | 330195 | 230362 | 19813.5 | 440854 | 100836 | 0 | 0 | 61246.4 | 341437 | 381063 | 103097 | 0 | 2308579
2031-11-01 | 6461.63 | 283546 | 319544 | 222931 | 19174.3 | 426633 | 97583.3 | 0.16456 | 0 | 59270.7 | 330423 | 368771 | 99771.5 | 0 | 2234109
2031-12-01 | 6677.02 | 292997 | 330195 | 230362 | 19813.5 | 440854 | 100836 | 0 | 0 | 61246.4 | 341437 | 381063 | 103097 | 0 | 2308579
2032-01-01 | 6677.02 | 292997 | 330195 | 230362 | 19813.5 | 440854 | 100836 | 0.93671 | 0 | 61246.4 | 341437 | 381063 | 103097 | 0 | 2308580
2032-02-01 | 6030.85 | 264643 | 298241 | 208069 | 17896 | 398191 | 91077.8 | 0 | 0 | 55319.3 | 308395 | 344186 | 93120.1 | 0 | 2085168
2032-03-01 | 6677.02 | 292997 | 330195 | 230362 | 19813.5 | 440854 | 100836 | 0 | 0 | 61246.4 | 341437 | 381063 | 103097 | 0 | 2308579
2032-04-01 | 6461.63 | 283546 | 319544 | 222931 | 19174.3 | 426633 | 97583.3 | 0.16456 | 0 | 59270.7 | 330423 | 368771 | 99771.5 | 0 | 2234109
2032-05-01 | 6677.02 | 292997 | 330195 | 230362 | 19813.5 | 440854 | 100836 | 0.93671 | 0 | 61246.4 | 341437 | 381063 | 103097 | 0 | 2308580
2032-06-01 | 6461.63 | 283546 | 319544 | 222931 | 19174.3 | 426633 | 97583.3 | 0.16456 | 0 | 59270.7 | 330423 | 368771 | 99771.5 | 0 | 2234109
2032-07-01 | 6677.02 | 292997 | 330195 | 230362 | 19813.5 | 440854 | 100836 | 0.93671 | 0 | 61246.4 | 341437 | 381063 | 103097 | 0 | 2308580
2032-08-01 | 6677.02 | 292997 | 330195 | 230362 | 19813.5 | 440854 | 100836 | 0.93671 | 0 | 61246.4 | 341437 | 381063 | 103097 | 0 | 2308580
2032-09-01 | 6493.93 | 292037 | 325930 | 225160 | 19366.2 | 430898 | 99533.6 | 0.025316 | 0 | 60455.3 | 343599 | 374300 | 101268 | 0 | 2279041
2032-10-01 | 6710.39 | 301772 | 336794 | 232665 | 20011.7 | 445261 | 102851 | 33305.8 | 0 | 62470.5 | 355052 | 386777 | 104643 | 0 | 2388315
2032-11-01 | 6493.93 | 292037 | 325930 | 225160 | 19366.2 | 430898 | 99533.6 | 42327.2 | 0 | 60455.3 | 343599 | 374300 | 101268 | 0 | 2321369
2032-12-01 | 6710.39 | 301772 | 336794 | 232665 | 20011.7 | 445261 | 102851 | 17893.8 | 0 | 62470.5 | 355052 | 386777 | 104643 | 0 | 2372903
2033-01-01 | 6710.39 | 301772 | 336794 | 232665 | 20011.7 | 445261 | 102851 | 8560.76 | 0 | 62470.5 | 355052 | 386777 | 104643 | 0 | 2363570
2033-02-01 | 6061 | 272568 | 304201 | 210149 | 18075.1 | 402172 | 92898 | 0.55696 | 0 | 56425 | 320692 | 349347 | 94516.5 | 0 | 2127106
2033-03-01 | 6710.39 | 301772 | 336794 | 232665 | 20011.7 | 445261 | 102851 | 20004.8 | 0 | 62470.5 | 355052 | 386777 | 104643 | 0 | 2375014
2033-04-01 | 6493.93 | 292037 | 325930 | 225160 | 19366.2 | 430898 | 99533.6 | 42444.1 | 0 | 60455.3 | 343599 | 374300 | 101268 | 0 | 2321485
2033-05-01 | 6710.39 | 301772 | 336794 | 232665 | 20011.7 | 445261 | 102851 | 43765.6 | 0 | 62470.5 | 355052 | 386777 | 104643 | 0 | 2398775
2033-06-01 | 6493.93 | 292037 | 325930 | 225160 | 19366.2 | 430898 | 99533.6 | 42539.1 | 0 | 60455.3 | 343599 | 374300 | 101268 | 0 | 2321580
2033-07-01 | 6710.39 | 301772 | 336794 | 232665 | 20011.7 | 445261 | 102851 | 43923 | 0 | 62470.5 | 355052 | 386777 | 104643 | 0 | 2398932
2033-08-01 | 6710.39 | 301772 | 336794 | 232665 | 20011.7 | 445261 | 102851 | 43948 | 0 | 62470.5 | 355052 | 386777 | 104643 | 0 | 2398957
2033-09-01 | 6526.22 | 300529 | 332316 | 227389 | 19558 | 435163 | 101484 | 22703.9 | 0 | 61639.9 | 356775 | 379829 | 102764 | 0 | 2346678
2033-10-01 | 6743.76 | 310547 | 343393 | 234968 | 20210 | 449669 | 104867 | 0.58228 | 0 | 63694.6 | 368667 | 392490 | 106189 | 0 | 2401440
2033-11-01 | 6526.22 | 300529 | 332316 | 227389 | 19558 | 435163 | 101484 | 0.88608 | 0 | 61639.9 | 356775 | 379829 | 102764 | 0 | 2323975
2033-12-01 | 6743.76 | 310547 | 343393 | 234968 | 20210 | 449669 | 104867 | 0.58228 | 0 | 63694.6 | 368667 | 392490 | 106189 | 0 | 2401440
2034-01-01 | 6743.76 | 310547 | 343393 | 234968 | 20210 | 449669 | 104867 | 0.58228 | 0 | 63694.6 | 368667 | 392490 | 106189 | 0 | 2401440
2034-02-01 | 6091.14 | 280494 | 310162 | 212229 | 18254.2 | 406153 | 94718.3 | 0 | 0 | 57530.6 | 332990 | 354507 | 95913 | 0 | 2169042
2034-03-01 | 6743.76 | 310547 | 343393 | 234968 | 20210 | 449669 | 104867 | 0 | 0 | 63694.6 | 368667 | 392490 | 106189 | 0 | 2401440
2034-04-01 | 6526.22 | 300529 | 332316 | 227389 | 19558 | 435163 | 101484 | 0.88608 | 0 | 61639.9 | 356775 | 379829 | 102764 | 0 | 2323975
2034-05-01 | 6743.76 | 310547 | 343393 | 234968 | 20210 | 449669 | 104867 | 0.58228 | 0 | 63694.6 | 368667 | 392490 | 106189 | 0 | 2401440
2034-06-01 | 6526.22 | 300529 | 332316 | 227389 | 19558 | 435163 | 101484 | 0.88608 | 0 | 61639.9 | 356775 | 379829 | 102764 | 0 | 2323975
2034-07-01 | 6743.76 | 310547 | 343393 | 234968 | 20210 | 449669 | 104867 | 0.58228 | 0 | 63694.6 | 368667 | 392490 | 106189 | 0 | 2401440
2034-08-01 | 6743.76 | 310547 | 343393 | 234968 | 20210 | 449669 | 104867 | 0.58228 | 0 | 63694.6 | 368667 | 392490 | 106189 | 0 | 2401440
2034-09-01 | 6558.52 | 309021 | 338702 | 229617 | 19749.9 | 439429 | 103434 | 0.74684 | 0 | 62824.5 | 369951 | 385359 | 104260 | 0 | 2368907
2034-10-01 | 6777.14 | 319322 | 349992 | 237271 | 20408.2 | 454076 | 106882 | 0.40506 | 0 | 64918.7 | 382282 | 398204 | 107736 | 0 | 2447870
2034-11-01 | 6558.52 | 309021 | 338702 | 229617 | 19749.9 | 439429 | 103434 | 0.74684 | 0 | 62824.5 | 369951 | 385359 | 104260 | 0 | 2368907
2034-12-01 | 6777.14 | 319322 | 349992 | 237271 | 20408.2 | 454076 | 106882 | 0.40506 | 0 | 64918.7 | 382282 | 398204 | 107736 | 0 | 2447870
2035-01-01 | 6777.14 | 319322 | 349992 | 237271 | 20408.2 | 454076 | 106882 | 27701.4 | 0 | 64918.7 | 382282 | 398204 | 107736 | 0 | 2475571
2035-02-01 | 6121.28 | 288420 | 316122 | 214310 | 18433.2 | 410134 | 96538.5 | 11645.4 | 0 | 58636.2 | 345287 | 359668 | 97309.5 | 0 | 2222625
2035-03-01 | 6777.14 | 319322 | 349992 | 237271 | 20408.2 | 454076 | 106882 | 0 | 0 | 64918.7 | 382282 | 398204 | 107736 | 0 | 2447870
2035-04-01 | 6558.52 | 309021 | 338702 | 229617 | 19749.9 | 439429 | 103434 | 0 | 0 | 62824.5 | 369951 | 385359 | 104260 | 0 | 2368906
2035-05-01 | 6777.14 | 319322 | 349992 | 237271 | 20408.2 | 454076 | 106882 | 0.40506 | 0 | 64918.7 | 382282 | 398204 | 107736 | 0 | 2447870
2035-06-01 | 6558.52 | 309021 | 338702 | 229617 | 19749.9 | 439429 | 103434 | 0.74684 | 0 | 62824.5 | 369951 | 385359 | 104260 | 0 | 2368907
2035-07-01 | 6777.14 | 319322 | 349992 | 237271 | 20408.2 | 454076 | 106882 | 0.40506 | 0 | 64918.7 | 382282 | 398204 | 107736 | 0 | 2447870
2035-08-01 | 6777.14 | 319322 | 349992 | 237271 | 20408.2 | 454076 | 106882 | 0.40506 | 0 | 64918.7 | 382282 | 398204 | 107736 | 52975.8 | 2500846
2035-09-01 | 6591.7 | 315454 | 345753 | 231960 | 19951.3 | 443912 | 105587 | 0.91139 | 0 | 64132.3 | 385981 | 391315 | 105872 | 61815.9 | 2478325
2035-10-01 | 6811.43 | 325969 | 357278 | 239692 | 20616.3 | 458709 | 109107 | 0.14177 | 0 | 66270.1 | 398847 | 404359 | 109401 | 62819.9 | 2559878
2035-11-01 | 6591.7 | 315454 | 345753 | 231960 | 19951.3 | 443912 | 105587 | 0.91139 | 0 | 64132.3 | 385981 | 391315 | 105872 | 0 | 2416509
2035-12-01 | 6811.43 | 325969 | 357278 | 239692 | 20616.3 | 458709 | 109107 | 0 | 0 | 66270.1 | 398847 | 404359 | 109401 | 0 | 2497058
2036-01-01 | 6811.43 | 325969 | 357278 | 239692 | 20616.3 | 458709 | 109107 | 0 | 0 | 66270.1 | 398847 | 404359 | 109401 | 0 | 2497058
2036-02-01 | 6152.26 | 294423 | 322702 | 216496 | 18621.2 | 414318 | 98548.1 | 0 | 0 | 59856.8 | 360249 | 365227 | 98813.5 | 0 | 2255407
2036-03-01 | 6811.43 | 325969 | 357278 | 239692 | 20616.3 | 458709 | 109107 | 0 | 0 | 66270.1 | 398847 | 404359 | 109401 | 0 | 2497058
2036-04-01 | 6591.7 | 315454 | 345753 | 231960 | 19951.3 | 443912 | 105587 | 0.91139 | 0 | 64132.3 | 385981 | 391315 | 105872 | 0 | 2416509
2036-05-01 | 6811.43 | 325969 | 357278 | 239692 | 20616.3 | 458709 | 109107 | 0.14177 | 0 | 66270.1 | 398847 | 404359 | 109401 | 0 | 2497058
2036-06-01 | 6591.7 | 315454 | 345753 | 231960 | 19951.3 | 443912 | 105587 | 0 | 0 | 64132.3 | 385981 | 391315 | 105872 | 0 | 2416508
2036-07-01 | 6811.43 | 325969 | 357278 | 239692 | 20616.3 | 458709 | 109107 | 0.14177 | 0 | 66270.1 | 398847 | 404359 | 109401 | 0 | 2497058
2036-08-01 | 6811.43 | 325969 | 357278 | 239692 | 20616.3 | 458709 | 109107 | 0.14177 | 0 | 66270.1 | 398847 | 404359 | 109401 | 0 | 2497058
2036-09-01 | 6624.89 | 321886 | 352803 | 234302 | 20152.7 | 448395 | 107740 | 0.075949 | 0 | 65440.1 | 402011 | 397272 | 107483 | 0 | 2464110
2036-10-01 | 6845.72 | 332615 | 364563 | 242113 | 20824.5 | 463341 | 111332 | 0.87848 | 0 | 67621.5 | 415411 | 410514 | 111066 | 0 | 2546247
2036-11-01 | 6624.89 | 321886 | 352803 | 234302 | 20152.7 | 448395 | 107740 | 0.075949 | 0 | 65440.1 | 402011 | 397272 | 107483 | 0 | 2464110
2036-12-01 | 6845.72 | 332615 | 364563 | 242113 | 20824.5 | 463341 | 111332 | 0 | 0 | 67621.5 | 415411 | 410514 | 111066 | 0 | 2546246
2037-01-01 | 6845.72 | 332615 | 364563 | 242113 | 20824.5 | 463341 | 111332 | 0 | 0 | 67621.5 | 415411 | 410514 | 111066 | 0 | 2546246
2037-02-01 | 6183.23 | 300427 | 329283 | 218682 | 18809.2 | 418502 | 100558 | 0 | 0 | 61077.4 | 375210 | 370787 | 100317 | 0 | 2299835
2037-03-01 | 6845.72 | 332615 | 364563 | 242113 | 20824.5 | 463341 | 111332 | 0.87848 | 0 | 67621.5 | 415411 | 410514 | 111066 | 0 | 2546247
2037-04-01 | 6624.89 | 321886 | 352803 | 234302 | 20152.7 | 448395 | 107740 | 0 | 0 | 65440.1 | 402011 | 397272 | 107483 | 0 | 2464109
2037-05-01 | 6845.72 | 332615 | 364563 | 242113 | 20824.5 | 463341 | 111332 | 0.87848 | 0 | 67621.5 | 415411 | 410514 | 111066 | 0 | 2546247
2037-06-01 | 6624.89 | 321886 | 352803 | 234302 | 20152.7 | 448395 | 107740 | 0.075949 | 0 | 65440.1 | 402011 | 397272 | 107483 | 0 | 2464110
2037-07-01 | 6845.72 | 332615 | 364563 | 242113 | 20824.5 | 463341 | 111332 | 0.87848 | 0 | 67621.5 | 415411 | 410514 | 111066 | 0 | 2546247
2037-08-01 | 6845.72 | 332615 | 364563 | 242113 | 20824.5 | 463341 | 111332 | 0.87848 | 0 | 67621.5 | 415411 | 410514 | 111066 | 0 | 2546247
2037-09-01 | 6658.07 | 328318 | 359854 | 236645 | 20354.1 | 452877 | 109893 | 0.24051 | 0 | 66747.9 | 418041 | 403228 | 109094 | 0 | 2511711
2037-10-01 | 6880.01 | 339262 | 371849 | 244533 | 21032.6 | 467973 | 113556 | 0.61519 | 0 | 68972.8 | 431976 | 416669 | 112731 | 0 | 2595435
2037-11-01 | 6658.07 | 328318 | 359854 | 236645 | 20354.1 | 452877 | 109893 | 0.24051 | 0 | 66747.9 | 418041 | 403228 | 109094 | 0 | 2511711
2037-12-01 | 6880.01 | 339262 | 371849 | 244533 | 21032.6 | 467973 | 113556 | 0 | 0 | 68972.8 | 431976 | 416669 | 112731 | 0 | 2595435
2038-01-01 | 6880.01 | 339262 | 371849 | 244533 | 21032.6 | 467973 | 113556 | 0 | 0 | 68972.8 | 431976 | 416669 | 112731 | 0 | 2595435
2038-02-01 | 6214.2 | 306430 | 335863 | 220869 | 18997.2 | 422686 | 102567 | 0 | 0 | 62298.1 | 390171 | 376346 | 101822 | 0 | 2344264
2038-03-01 | 6880.01 | 339262 | 371849 | 244533 | 21032.6 | 467973 | 113556 | 0 | 0 | 68972.8 | 431976 | 416669 | 112731 | 0 | 2595435
2038-04-01 | 6658.07 | 328318 | 359854 | 236645 | 20354.1 | 452877 | 109893 | 0 | 0 | 66747.9 | 418041 | 403228 | 109094 | 0 | 2511711
2038-05-01 | 6880.01 | 339262 | 371849 | 244533 | 21032.6 | 467973 | 113556 | 0.61519 | 0 | 68972.8 | 431976 | 416669 | 112731 | 0 | 2595435
2038-06-01 | 6658.07 | 328318 | 359854 | 236645 | 20354.1 | 452877 | 109893 | 0.24051 | 0 | 66747.9 | 418041 | 403228 | 109094 | 0 | 2511711
2038-07-01 | 6880.01 | 339262 | 371849 | 244533 | 21032.6 | 467973 | 113556 | 0.61519 | 0 | 68972.8 | 431976 | 416669 | 112731 | 0 | 2595435
2038-08-01 | 6880.01 | 339262 | 371849 | 244533 | 21032.6 | 467973 | 113556 | 0.61519 | 0 | 68972.8 | 431976 | 416669 | 112731 | 0 | 2595435
2038-09-01 | 6691.26 | 334751 | 366904 | 238987 | 20555.5 | 457360 | 112046 | 0.40506 | 0 | 68055.7 | 434071 | 409184 | 110706 | 0 | 2559313
2038-10-01 | 6914.3 | 345909 | 379134 | 246954 | 21240.7 | 472606 | 115781 | 47815 | 0 | 70324.2 | 448540 | 422824 | 114396 | 0 | 2692438
2038-11-01 | 6691.26 | 334751 | 366904 | 238987 | 20555.5 | 457360 | 112046 | 46480.5 | 0 | 68055.7 | 434071 | 409184 | 110706 | 0 | 2605793
2038-12-01 | 6914.3 | 345909 | 379134 | 246954 | 21240.7 | 472606 | 115781 | 0.3519 | 0 | 70324.2 | 448540 | 422824 | 114396 | 0 | 2644623
2039-01-01 | 6914.3 | 345909 | 379134 | 246954 | 21240.7 | 472606 | 115781 | 0 | 0 | 70324.2 | 448540 | 422824 | 114396 | 0 | 2644623
2039-02-01 | 6245.18 | 312434 | 342444 | 223055 | 19185.2 | 426870 | 104577 | 0 | 0 | 63518.7 | 405133 | 381905 | 103326 | 0 | 2388692
2039-03-01 | 6914.3 | 345909 | 379134 | 246954 | 21240.7 | 472606 | 115781 | 0 | 0 | 70324.2 | 448540 | 422824 | 114396 | 0 | 2644623
2039-04-01 | 6691.26 | 334751 | 366904 | 238987 | 20555.5 | 457360 | 112046 | 0.40506 | 0 | 68055.7 | 434071 | 409184 | 110706 | 0 | 2559313
2039-05-01 | 6914.3 | 345909 | 379134 | 246954 | 21240.7 | 472606 | 115781 | 0.3519 | 0 | 70324.2 | 448540 | 422824 | 114396 | 0 | 2644623
2039-06-01 | 6691.26 | 334751 | 366904 | 238987 | 20555.5 | 457360 | 112046 | 0.40506 | 0 | 68055.7 | 434071 | 409184 | 110706 | 0 | 2559313
2039-07-01 | 6914.3 | 345909 | 379134 | 246954 | 21240.7 | 472606 | 115781 | 0.3519 | 0 | 70324.2 | 448540 | 422824 | 114396 | 0 | 2644623
2039-08-01 | 6914.3 | 345909 | 379134 | 246954 | 21240.7 | 472606 | 115781 | 0.3519 | 0 | 70324.2 | 448540 | 422824 | 114396 | 0 | 2644623
2039-09-01 | 6724.44 | 341183 | 373955 | 241330 | 20757 | 461843 | 114199 | 0.56962 | 0 | 69363.5 | 450101 | 415141 | 112317 | 0 | 2606915
2039-10-01 | 6948.59 | 352556 | 386420 | 249374 | 21448.9 | 477238 | 118006 | 0 | 0 | 71675.6 | 465104 | 428979 | 116061 | 0 | 2693811
2039-11-01 | 6724.44 | 341183 | 373955 | 241330 | 20757 | 461843 | 114199 | 0 | 0 | 69363.5 | 450101 | 415141 | 112317 | 0 | 2606914
2039-12-01 | 6948.59 | 352556 | 386420 | 249374 | 21448.9 | 477238 | 118006 | 0 | 0 | 71675.6 | 465104 | 428979 | 116061 | 0 | 2693811
2040-01-01 | 6948.59 | 352556 | 386420 | 249374 | 21448.9 | 477238 | 118006 | 0.088608 | 0 | 71675.6 | 465104 | 428979 | 116061 | 0 | 2693811
2040-02-01 | 6276.15 | 318437 | 349024 | 225241 | 19373.2 | 431054 | 106586 | 0.53165 | 0 | 64739.3 | 420094 | 387465 | 104830 | 0 | 2433120
2040-03-01 | 6948.59 | 352556 | 386420 | 249374 | 21448.9 | 477238 | 118006 | 0 | 0 | 71675.6 | 465104 | 428979 | 116061 | 0 | 2693811
2040-04-01 | 6724.44 | 341183 | 373955 | 241330 | 20757 | 461843 | 114199 | 0.56962 | 0 | 69363.5 | 450101 | 415141 | 112317 | 0 | 2606915
2040-05-01 | 6948.59 | 352556 | 386420 | 249374 | 21448.9 | 477238 | 118006 | 4601.09 | 0 | 71675.6 | 465104 | 428979 | 116061 | 0 | 2698412
2040-06-01 | 6724.44 | 341183 | 373955 | 241330 | 20757 | 461843 | 114199 | 47186.7 | 0 | 69363.5 | 450101 | 415141 | 112317 | 0 | 2654101
2040-07-01 | 6948.59 | 352556 | 386420 | 249374 | 21448.9 | 477238 | 118006 | 48551.1 | 0 | 71675.6 | 465104 | 428979 | 116061 | 0 | 2742362
2040-08-01 | 6948.59 | 352556 | 386420 | 249374 | 21448.9 | 477238 | 118006 | 48746 | 0 | 71675.6 | 465104 | 428979 | 116061 | 0 | 2742557
2040-09-01 | 6758.52 | 346456 | 379735 | 243292 | 20925.6 | 465598 | 115965 | 0.24051 | 0 | 70435.5 | 459470 | 419376 | 113463 | 0 | 2641474
2040-10-01 | 6983.8 | 358005 | 392393 | 251401 | 21623.1 | 481118 | 119830 | 49260.6 | 0 | 72783.4 | 474786 | 433355 | 117245 | 0 | 2778784
2040-11-01 | 6758.52 | 346456 | 379735 | 243292 | 20925.6 | 465598 | 115965 | 47549.5 | 0 | 70435.5 | 459470 | 419376 | 113463 | 0 | 2689024
2040-12-01 | 6983.8 | 358005 | 392393 | 251401 | 21623.1 | 481118 | 119830 | 0.81519 | 0 | 72783.4 | 474786 | 433355 | 117245 | 0 | 2729524
2041-01-01 | 6983.8 | 358005 | 392393 | 251401 | 21623.1 | 481118 | 119830 | 0.81519 | 0 | 72783.4 | 474786 | 433355 | 117245 | 0 | 2729524
2041-02-01 | 6307.95 | 323359 | 354419 | 227072 | 19530.5 | 434558 | 108234 | 0.091139 | 0 | 65739.8 | 428839 | 391417 | 105899 | 0 | 2465376
2041-03-01 | 6983.8 | 358005 | 392393 | 251401 | 21623.1 | 481118 | 119830 | 2512.82 | 0 | 72783.4 | 474786 | 433355 | 117245 | 0 | 2732036
2041-04-01 | 6758.52 | 346456 | 379735 | 243292 | 20925.6 | 465598 | 115965 | 47633.7 | 0 | 70435.5 | 459470 | 419376 | 113463 | 0 | 2689108
2041-05-01 | 6983.8 | 358005 | 392393 | 251401 | 21623.1 | 481118 | 119830 | 49199.4 | 0 | 72783.4 | 474786 | 433355 | 117245 | 0 | 2778723
2041-06-01 | 6758.52 | 346456 | 379735 | 243292 | 20925.6 | 465598 | 115965 | 47605.5 | 0 | 70435.5 | 459470 | 419376 | 113463 | 0 | 2689080
2041-07-01 | 6983.8 | 358005 | 392393 | 251401 | 21623.1 | 481118 | 119830 | 49018.3 | 0 | 72783.4 | 474786 | 433355 | 117245 | 0 | 2778542
2041-08-01 | 6983.8 | 358005 | 392393 | 251401 | 21623.1 | 481118 | 119830 | 49191.2 | 0 | 72783.4 | 474786 | 433355 | 117245 | 0 | 2778714
2041-09-01 | 6792.59 | 351730 | 385515 | 245254 | 21094.2 | 469352 | 117730 | 0.91139 | 0 | 71507.6 | 468840 | 423611 | 114609 | 0 | 2676035
2041-10-01 | 7019.01 | 363454 | 398366 | 253429 | 21797.3 | 484997 | 121654 | 49759.2 | 0 | 73891.2 | 484468 | 437731 | 118429 | 0 | 2814994
2041-11-01 | 6792.59 | 351730 | 385515 | 245254 | 21094.2 | 469352 | 117730 | 47952 | 0 | 71507.6 | 468840 | 423611 | 114609 | 0 | 2723986
2041-12-01 | 7019.01 | 363454 | 398366 | 253429 | 21797.3 | 484997 | 121654 | 0 | 0 | 73891.2 | 484468 | 437731 | 118429 | 0 | 2765235
2042-01-01 | 7019.01 | 363454 | 398366 | 253429 | 21797.3 | 484997 | 121654 | 0 | 0 | 73891.2 | 484468 | 437731 | 118429 | 0 | 2765235
2042-02-01 | 6339.75 | 328281 | 359814 | 228903 | 19687.9 | 438062 | 109881 | 0 | 0 | 66740.4 | 437584 | 395370 | 106968 | 0 | 2497632
2042-03-01 | 7019.01 | 363454 | 398366 | 253429 | 21797.3 | 484997 | 121654 | 0 | 0 | 73891.2 | 484468 | 437731 | 118429 | 0 | 2765235
2042-04-01 | 6792.59 | 351730 | 385515 | 245254 | 21094.2 | 469352 | 117730 | 0 | 0 | 71507.6 | 468840 | 423611 | 114609 | 0 | 2676034
2042-05-01 | 7019.01 | 363454 | 398366 | 253429 | 21797.3 | 484997 | 121654 | 0.54177 | 0 | 73891.2 | 484468 | 437731 | 118429 | 0 | 2765236
2042-06-01 | 6792.59 | 351730 | 385515 | 245254 | 21094.2 | 469352 | 117730 | 0.91139 | 0 | 71507.6 | 468840 | 423611 | 114609 | 0 | 2676035
2042-07-01 | 7019.01 | 363454 | 398366 | 253429 | 21797.3 | 484997 | 121654 | 0.54177 | 0 | 73891.2 | 484468 | 437731 | 118429 | 0 | 2765236
2042-08-01 | 7019.01 | 363454 | 398366 | 253429 | 21797.3 | 484997 | 121654 | 0.54177 | 0 | 73891.2 | 484468 | 437731 | 118429 | 0 | 2765236
2042-09-01 | 6826.67 | 357003 | 391296 | 247215 | 21262.8 | 473107 | 119495 | 0.58228 | 0 | 72579.6 | 478209 | 427846 | 115754 | 0 | 2710595
2042-10-01 | 7054.22 | 368903 | 404339 | 255456 | 21971.5 | 488877 | 123478 | 0.26835 | 0 | 74998.9 | 494150 | 442108 | 119613 | 0 | 2800947
2042-11-01 | 6826.67 | 357003 | 391296 | 247215 | 21262.8 | 473107 | 119495 | 0.58228 | 0 | 72579.6 | 478209 | 427846 | 115754 | 0 | 2710595
2042-12-01 | 7054.22 | 368903 | 404339 | 255456 | 21971.5 | 488877 | 123478 | 0.26835 | 0 | 74998.9 | 494150 | 442108 | 119613 | 0 | 2800947
2043-01-01 | 7054.22 | 368903 | 404339 | 255456 | 21971.5 | 488877 | 123478 | 0.26835 | 0 | 74998.9 | 494150 | 442108 | 119613 | 0 | 2800947
2043-02-01 | 6371.56 | 333203 | 365209 | 230734 | 19845.3 | 441566 | 111529 | 0.21013 | 0 | 67741 | 446329 | 399323 | 108037 | 0 | 2529888
2043-03-01 | 7054.22 | 368903 | 404339 | 255456 | 21971.5 | 488877 | 123478 | 0 | 0 | 74998.9 | 494150 | 442108 | 119613 | 0 | 2800947
2043-04-01 | 6826.67 | 357003 | 391296 | 247215 | 21262.8 | 473107 | 119495 | 0 | 0 | 72579.6 | 478209 | 427846 | 115754 | 0 | 2710594
2043-05-01 | 7054.22 | 368903 | 404339 | 255456 | 21971.5 | 488877 | 123478 | 0.26835 | 0 | 74998.9 | 494150 | 442108 | 119613 | 0 | 2800947
2043-06-01 | 6826.67 | 357003 | 391296 | 247215 | 21262.8 | 473107 | 119495 | 0.58228 | 0 | 72579.6 | 478209 | 427846 | 115754 | 0 | 2710595
2043-07-01 | 7054.22 | 368903 | 404339 | 255456 | 21971.5 | 488877 | 123478 | 0.26835 | 0 | 74998.9 | 494150 | 442108 | 119613 | 0 | 2800947
2043-08-01 | 7054.22 | 368903 | 404339 | 255456 | 21971.5 | 488877 | 123478 | 0.26835 | 0 | 74998.9 | 494150 | 442108 | 119613 | 0 | 2800947
2043-09-01 | 6860.74 | 362276 | 397076 | 249177 | 21431.4 | 476861 | 121260 | 0.25316 | 0 | 73651.7 | 487579 | 432081 | 116900 | 0 | 2745154
2043-10-01 | 7089.43 | 374352 | 410312 | 257483 | 22145.8 | 492756 | 125302 | 0.99494 | 0 | 76106.7 | 503831 | 446484 | 120797 | 0 | 2836660
2043-11-01 | 6860.74 | 362276 | 397076 | 249177 | 21431.4 | 476861 | 121260 | 0 | 0 | 73651.7 | 487579 | 432081 | 116900 | 0 | 2745154
2043-12-01 | 7089.43 | 374352 | 410312 | 257483 | 22145.8 | 492756 | 125302 | 0 | 0 | 76106.7 | 503831 | 446484 | 120797 | 0 | 2836659
2044-01-01 | 7089.43 | 374352 | 410312 | 257483 | 22145.8 | 492756 | 125302 | 0.99494 | 0 | 76106.7 | 503831 | 446484 | 120797 | 0 | 2836660
2044-02-01 | 6403.36 | 338124 | 370604 | 232565 | 20002.6 | 445070 | 113176 | 0.76962 | 0 | 68741.5 | 455073 | 403276 | 109107 | 0 | 2562145
2044-03-01 | 7089.43 | 374352 | 410312 | 257483 | 22145.8 | 492756 | 125302 | 0 | 0 | 76106.7 | 503831 | 446484 | 120797 | 0 | 2836659
2044-04-01 | 6860.74 | 362276 | 397076 | 249177 | 21431.4 | 476861 | 121260 | 0.25316 | 0 | 73651.7 | 487579 | 432081 | 116900 | 0 | 2745154
2044-05-01 | 7089.43 | 374352 | 410312 | 257483 | 22145.8 | 492756 | 125302 | 0.99494 | 0 | 76106.7 | 503831 | 446484 | 120797 | 0 | 2836660
2044-06-01 | 6860.74 | 362276 | 397076 | 249177 | 21431.4 | 476861 | 121260 | 0.25316 | 0 | 73651.7 | 487579 | 432081 | 116900 | 0 | 2745154
2044-07-01 | 7089.43 | 374352 | 410312 | 257483 | 22145.8 | 492756 | 125302 | 0.99494 | 0 | 76106.7 | 503831 | 446484 | 120797 | 0 | 2836660
2044-08-01 | 7089.43 | 374352 | 410312 | 257483 | 22145.8 | 492756 | 125302 | 0.99494 | 0 | 76106.7 | 503831 | 446484 | 120797 | 0 | 2836660
2044-09-01 | 6894.81 | 367549 | 402856 | 251139 | 21600 | 480616 | 123025 | 0.92405 | 0 | 74723.7 | 496948 | 436316 | 118046 | 0 | 2779715
2044-10-01 | 7124.64 | 379801 | 416285 | 259510 | 22320 | 496636 | 127126 | 0.72152 | 0 | 77214.5 | 513513 | 450860 | 121981 | 0 | 2872372
2044-11-01 | 6894.81 | 367549 | 402856 | 251139 | 21600 | 480616 | 123025 | 0.92405 | 0 | 74723.7 | 496948 | 436316 | 118046 | 0 | 2779715
2044-12-01 | 7124.64 | 379801 | 416285 | 259510 | 22320 | 496636 | 127126 | 0.72152 | 0 | 77214.5 | 513513 | 450860 | 121981 | 0 | 2872372
2045-01-01 | 7124.64 | 379801 | 416285 | 259510 | 22320 | 496636 | 127126 | 0.72152 | 0 | 77214.5 | 513513 | 450860 | 121981 | 0 | 2872372
2045-02-01 | 6435.16 | 343046 | 375999 | 234396 | 20160 | 448574 | 114824 | 12698.3 | 0 | 69742.1 | 463818 | 407228 | 110176 | 0 | 2607098
2045-03-01 | 7124.64 | 379801 | 416285 | 259510 | 22320 | 496636 | 127126 | 29922.7 | 0 | 77214.5 | 513513 | 450860 | 121981 | 0 | 2902294
2045-04-01 | 6894.81 | 367549 | 402856 | 251139 | 21600 | 480616 | 123025 | 49568.4 | 0 | 74723.7 | 496948 | 436316 | 118046 | 0 | 2829282
2045-05-01 | 7124.64 | 379801 | 416285 | 259510 | 22320 | 496636 | 127126 | 51221.3 | 0 | 77214.5 | 513513 | 450860 | 121981 | 0 | 2923592
2045-06-01 | 6894.81 | 367549 | 402856 | 251139 | 21600 | 480616 | 123025 | 49370.6 | 0 | 74723.7 | 496948 | 436316 | 118046 | 0 | 2829085
2045-07-01 | 7124.64 | 379801 | 416285 | 259510 | 22320 | 496636 | 127126 | 51010.7 | 0 | 77214.5 | 513513 | 450860 | 121981 | 0 | 2923382
2045-08-01 | 7124.64 | 379801 | 416285 | 259510 | 22320 | 496636 | 127126 | 51248 | 0 | 77214.5 | 513513 | 450860 | 121981 | 0 | 2923619
2045-09-01 | 6929.48 | 371300 | 406966 | 253180 | 21775.4 | 484522 | 124281 | 18677.2 | 0 | 75486 | 507293 | 440768 | 119250 | 0 | 2830428
2045-10-01 | 7160.46 | 383676 | 420531 | 261620 | 22501.3 | 500673 | 128423 | 51777.4 | 0 | 78002.2 | 524202 | 455460 | 123225 | 0 | 2957253
2045-11-01 | 6929.48 | 371300 | 406966 | 253180 | 21775.4 | 484522 | 124281 | 49789.2 | 0 | 75486 | 507293 | 440768 | 119250 | 0 | 2861540
2045-12-01 | 7160.46 | 383676 | 420531 | 261620 | 22501.3 | 500673 | 128423 | 0.87595 | 0 | 78002.2 | 524202 | 455460 | 123225 | 0 | 2905476
2046-01-01 | 7160.46 | 383676 | 420531 | 261620 | 22501.3 | 500673 | 128423 | 0 | 0 | 78002.2 | 524202 | 455460 | 123225 | 0 | 2905475
2046-02-01 | 6467.52 | 346546 | 379835 | 236302 | 20323.7 | 452221 | 115995 | 0 | 0 | 70453.6 | 473473 | 411383 | 111300 | 0 | 2624300
2046-03-01 | 7160.46 | 383676 | 420531 | 261620 | 22501.3 | 500673 | 128423 | 0 | 0 | 78002.2 | 524202 | 455460 | 123225 | 0 | 2905475
2046-04-01 | 6929.48 | 371300 | 406966 | 253180 | 21775.4 | 484522 | 124281 | 0 | 0 | 75486 | 507293 | 440768 | 119250 | 0 | 2811750
2046-05-01 | 7160.46 | 383676 | 420531 | 261620 | 22501.3 | 500673 | 128423 | 0.87595 | 0 | 78002.2 | 524202 | 455460 | 123225 | 0 | 2905476
2046-06-01 | 6929.48 | 371300 | 406966 | 253180 | 21775.4 | 484522 | 124281 | 0.20253 | 0 | 75486 | 507293 | 440768 | 119250 | 0 | 2811751
2046-07-01 | 7160.46 | 383676 | 420531 | 261620 | 22501.3 | 500673 | 128423 | 0.87595 | 0 | 78002.2 | 524202 | 455460 | 123225 | 0 | 2905476
2046-08-01 | 7160.46 | 383676 | 420531 | 261620 | 22501.3 | 500673 | 128423 | 51771.8 | 0 | 78002.2 | 524202 | 455460 | 123225 | 0 | 2957247
2046-09-01 | 6964.15 | 375050 | 411076 | 255222 | 21950.9 | 488429 | 125536 | 0.48101 | 0 | 76248.4 | 517637 | 445220 | 120455 | 0 | 2843787
2046-10-01 | 7196.29 | 387552 | 424778 | 263729 | 22682.6 | 504710 | 129720 | 34545 | 0 | 78790 | 534892 | 460060 | 124470 | 0 | 2973125
2046-11-01 | 6964.15 | 375050 | 411076 | 255222 | 21950.9 | 488429 | 125536 | 0.48101 | 0 | 76248.4 | 517637 | 445220 | 120455 | 0 | 2843787
2046-12-01 | 7196.29 | 387552 | 424778 | 263729 | 22682.6 | 504710 | 129720 | 0.03038 | 0 | 78790 | 534892 | 460060 | 124470 | 0 | 2938580
2047-01-01 | 7196.29 | 387552 | 424778 | 263729 | 22682.6 | 504710 | 129720 | 0 | 0 | 78790 | 534892 | 460060 | 124470 | 0 | 2938580
2047-02-01 | 6499.87 | 350047 | 383671 | 238207 | 20487.5 | 455867 | 117167 | 0 | 0 | 71165.2 | 483128 | 415538 | 112425 | 0 | 2654201
2047-03-01 | 7196.29 | 387552 | 424778 | 263729 | 22682.6 | 504710 | 129720 | 0 | 0 | 78790 | 534892 | 460060 | 124470 | 0 | 2938580
2047-04-01 | 6964.15 | 375050 | 411076 | 255222 | 21950.9 | 488429 | 125536 | 0.48101 | 0 | 76248.4 | 517637 | 445220 | 120455 | 0 | 2843787
2047-05-01 | 7196.29 | 387552 | 424778 | 263729 | 22682.6 | 504710 | 129720 | 14588 | 0 | 78790 | 534892 | 460060 | 124470 | 0 | 2953168
2047-06-01 | 6964.15 | 375050 | 411076 | 255222 | 21950.9 | 488429 | 125536 | 50602.2 | 0 | 76248.4 | 517637 | 445220 | 120455 | 0 | 2894389
2047-07-01 | 7196.29 | 387552 | 424778 | 263729 | 22682.6 | 504710 | 129720 | 52226.1 | 0 | 78790 | 534892 | 460060 | 124470 | 0 | 2990806
2047-08-01 | 7196.29 | 387552 | 424778 | 263729 | 22682.6 | 504710 | 129720 | 52281.2 | 0 | 78790 | 534892 | 460060 | 124470 | 0 | 2990861
2047-09-01 | 6998.81 | 378800 | 415185 | 257263 | 22126.3 | 492335 | 126791 | 0.75949 | 0 | 77010.8 | 527981 | 449671 | 121659 | 0 | 2875824
2047-10-01 | 7232.11 | 391427 | 429025 | 265838 | 22863.9 | 508746 | 131018 | 42462.2 | 0 | 79577.8 | 545581 | 464661 | 125715 | 0 | 3014146
2047-11-01 | 6998.81 | 378800 | 415185 | 257263 | 22126.3 | 492335 | 126791 | 0.75949 | 0 | 77010.8 | 527981 | 449671 | 121659 | 0 | 2875824
2047-12-01 | 7232.11 | 391427 | 429025 | 265838 | 22863.9 | 508746 | 131018 | 0.18481 | 0 | 79577.8 | 545581 | 464661 | 125715 | 0 | 2971684
2048-01-01 | 7232.11 | 391427 | 429025 | 265838 | 22863.9 | 508746 | 131018 | 0.18481 | 0 | 79577.8 | 545581 | 464661 | 125715 | 0 | 2971684
2048-02-01 | 6532.23 | 353547 | 387506 | 240112 | 20651.2 | 459513 | 118338 | 0.90886 | 0 | 71876.7 | 492783 | 419693 | 113549 | 0 | 2684103
2048-03-01 | 7232.11 | 391427 | 429025 | 265838 | 22863.9 | 508746 | 131018 | 0 | 0 | 79577.8 | 545581 | 464661 | 125715 | 0 | 2971684
2048-04-01 | 6998.81 | 378800 | 415185 | 257263 | 22126.3 | 492335 | 126791 | 19318.8 | 0 | 77010.8 | 527981 | 449671 | 121659 | 0 | 2895142
2048-05-01 | 7232.11 | 391427 | 429025 | 265838 | 22863.9 | 508746 | 131018 | 52420.6 | 0 | 79577.8 | 545581 | 464661 | 125715 | 0 | 3024105
2048-06-01 | 6998.81 | 378800 | 415185 | 257263 | 22126.3 | 492335 | 126791 | 50981.5 | 0 | 77010.8 | 527981 | 449671 | 121659 | 0 | 2926805
2048-07-01 | 7232.11 | 391427 | 429025 | 265838 | 22863.9 | 508746 | 131018 | 52603.2 | 0 | 79577.8 | 545581 | 464661 | 125715 | 0 | 3024287
2048-08-01 | 7232.11 | 391427 | 429025 | 265838 | 22863.9 | 508746 | 131018 | 52717.7 | 0 | 79577.8 | 545581 | 464661 | 125715 | 0 | 3024402
2048-09-01 | 7033.48 | 382551 | 419295 | 259304 | 22301.8 | 496242 | 128046 | 0.037975 | 0 | 77773.1 | 538326 | 454123 | 122864 | 0 | 2907860
2048-10-01 | 7267.93 | 395302 | 433272 | 267948 | 23045.2 | 512783 | 132315 | 0.33924 | 0 | 80365.6 | 556270 | 469261 | 126959 | 0 | 3004789
2048-11-01 | 7033.48 | 382551 | 419295 | 259304 | 22301.8 | 496242 | 128046 | 0.037975 | 0 | 77773.1 | 538326 | 454123 | 122864 | 0 | 2907860
2048-12-01 | 7267.93 | 395302 | 433272 | 267948 | 23045.2 | 512783 | 132315 | 0.33924 | 0 | 80365.6 | 556270 | 469261 | 126959 | 0 | 3004789
2049-01-01 | 7267.93 | 395302 | 433272 | 267948 | 23045.2 | 512783 | 132315 | 0.33924 | 0 | 80365.6 | 556270 | 469261 | 126959 | 0 | 3004789
2049-02-01 | 6564.58 | 357047 | 391342 | 242017 | 20815 | 463159 | 119510 | 0.43544 | 0 | 72588.2 | 502437 | 423848 | 114673 | 0 | 2714003
2049-03-01 | 7267.93 | 395302 | 433272 | 267948 | 23045.2 | 512783 | 132315 | 0 | 0 | 80365.6 | 556270 | 469261 | 126959 | 0 | 3004788
2049-04-01 | 7033.48 | 382551 | 419295 | 259304 | 22301.8 | 496242 | 128046 | 0.037975 | 0 | 77773.1 | 538326 | 454123 | 122864 | 0 | 2907860
2049-05-01 | 7267.93 | 395302 | 433272 | 267948 | 23045.2 | 512783 | 132315 | 0.33924 | 0 | 80365.6 | 556270 | 469261 | 126959 | 0 | 3004789
2049-06-01 | 7033.48 | 382551 | 419295 | 259304 | 22301.8 | 496242 | 128046 | 0.037975 | 0 | 77773.1 | 538326 | 454123 | 122864 | 0 | 2907860
2049-07-01 | 7267.93 | 395302 | 433272 | 267948 | 23045.2 | 512783 | 132315 | 0 | 0 | 80365.6 | 556270 | 469261 | 126959 | 0 | 3004788
2049-08-01 | 7267.93 | 395302 | 433272 | 267948 | 23045.2 | 512783 | 132315 | 0.33924 | 0 | 80365.6 | 556270 | 469261 | 126959 | 0 | 3004789
2049-09-01 | 7068.15 | 386301 | 423405 | 261346 | 22477.2 | 500148 | 129302 | 0.31646 | 0 | 78535.5 | 548670 | 458575 | 124068 | 0 | 2939897
2049-10-01 | 7303.75 | 399178 | 437518 | 270057 | 23226.5 | 516820 | 133612 | 0.49367 | 0 | 81153.3 | 566959 | 473861 | 128204 | 0 | 3037893
2049-11-01 | 7068.15 | 386301 | 423405 | 261346 | 22477.2 | 500148 | 129302 | 0 | 0 | 78535.5 | 548670 | 458575 | 124068 | 0 | 2939896
2049-12-01 | 7303.75 | 399178 | 437518 | 270057 | 23226.5 | 516820 | 133612 | 0 | 0 | 81153.3 | 566959 | 473861 | 128204 | 0 | 3037893
2050-01-01 | 7303.75 | 399178 | 437518 | 270057 | 23226.5 | 516820 | 133612 | 0 | 0 | 81153.3 | 566959 | 473861 | 128204 | 0 | 3037893
2050-02-01 | 6596.94 | 360548 | 395178 | 243923 | 20978.7 | 466805 | 120682 | 0 | 0 | 73299.8 | 512092 | 428003 | 115797 | 0 | 2743903
2050-03-01 | 7303.75 | 399178 | 437518 | 270057 | 23226.5 | 516820 | 133612 | 0 | 0 | 81153.3 | 566959 | 473861 | 128204 | 0 | 3037893
2050-04-01 | 7068.15 | 386301 | 423405 | 261346 | 22477.2 | 500148 | 129302 | 0 | 0 | 78535.5 | 548670 | 458575 | 124068 | 0 | 2939896
2050-05-01 | 7303.75 | 399178 | 437518 | 270057 | 23226.5 | 516820 | 133612 | 0.49367 | 0 | 81153.3 | 566959 | 473861 | 128204 | 0 | 3037893
2050-06-01 | 7068.15 | 386301 | 423405 | 261346 | 22477.2 | 500148 | 129302 | 0.31646 | 0 | 78535.5 | 548670 | 458575 | 124068 | 0 | 2939897
2050-07-01 | 7303.75 | 399178 | 437518 | 270057 | 23226.5 | 516820 | 133612 | 0.49367 | 0 | 81153.3 | 566959 | 473861 | 128204 | 0 | 3037893
2050-08-01 | 7303.75 | 399178 | 437518 | 270057 | 23226.5 | 516820 | 133612 | 0.49367 | 0 | 81153.3 | 566959 | 473861 | 128204 | 0 | 3037893
2050-09-01 | 7068.15 | 386301 | 423405 | 261346 | 22477.2 | 500148 | 129302 | 0.31646 | 0 | 78535.5 | 548670 | 458575 | 124068 | 0 | 2939897
2050-10-01 | 7303.75 | 399178 | 437518 | 270057 | 23226.5 | 516820 | 133612 | 0.49367 | 0 | 81153.3 | 566959 | 473861 | 128204 | 0 | 3037893
2050-11-01 | 7068.15 | 386301 | 423405 | 261346 | 22477.2 | 500148 | 129302 | 0.31646 | 0 | 78535.5 | 548670 | 458575 | 124068 | 0 | 2939897
2050-12-01 | 7303.75 | 399178 | 437518 | 270057 | 23226.5 | 516820 | 133612 | 0.49367 | 0 | 81153.3 | 566959 | 473861 | 128204 | 0 | 3037893
2051-01-01 | 7303.75 | 399178 | 437518 | 270057 | 23226.5 | 516820 | 133612 | 0.49367 | 0 | 81153.3 | 566959 | 473861 | 128204 | 0 | 3037893
2051-02-01 | 6596.94 | 360548 | 395178 | 243923 | 20978.7 | 466805 | 120682 | 0.96203 | 0 | 73299.8 | 512092 | 428003 | 115797 | 0 | 2743904
2051-03-01 | 7303.75 | 399178 | 437518 | 270057 | 23226.5 | 516820 | 133612 | 0.49367 | 0 | 81153.3 | 566959 | 473861 | 128204 | 0 | 3037893
2051-04-01 | 7068.15 | 386301 | 423405 | 261346 | 22477.2 | 500148 | 129302 | 0.31646 | 0 | 78535.5 | 548670 | 458575 | 124068 | 0 | 2939897
2051-05-01 | 7303.75 | 399178 | 437518 | 270057 | 23226.5 | 516820 | 133612 | 0.49367 | 0 | 81153.3 | 566959 | 473861 | 128204 | 0 | 3037893
2051-06-01 | 7068.15 | 386301 | 423405 | 261346 | 22477.2 | 500148 | 129302 | 0.31646 | 0 | 78535.5 | 548670 | 458575 | 124068 | 0 | 2939897
2051-07-01 | 7303.75 | 399178 | 437518 | 270057 | 23226.5 | 516820 | 133612 | 0.49367 | 0 | 81153.3 | 566959 | 473861 | 128204 | 0 | 3037893
2051-08-01 | 7303.75 | 399178 | 437518 | 270057 | 23226.5 | 516820 | 133612 | 0.49367 | 0 | 81153.3 | 566959 | 473861 | 128204 | 0 | 3037893
Sum | 2636400 | 119701365 | 134895675 | 90923521 | 7900827 | 175797475 | 40991126 | 3237315 | 221.429 | 24899818 | 147267787 | 152050138 | 41454386 | 177612 | 941933666

## MAR
Transmission Link Flow
Scenario: WWR Increased Water Productivity, All months (12)
Cubic Meter
"Transmission Link from Complexe Aoulouz Mokhtar Soussi to Recharge Souss GW"
2018-09-01 | 739726
2018-10-01 | 764384
2018-11-01 | 739726
2018-12-01 | 764384
2019-01-01 | 764384
2019-02-01 | 690411
2019-03-01 | 764384
2019-04-01 | 739726
2019-05-01 | 764384
2019-06-01 | 739726
2019-07-01 | 611.507
2019-08-01 | 0
2019-09-01 | 739726
2019-10-01 | 764384
2019-11-01 | 739726
2019-12-01 | 764384
2020-01-01 | 764384
2020-02-01 | 690411
2020-03-01 | 764384
2020-04-01 | 739726
2020-05-01 | 764384
2020-06-01 | 739726
2020-07-01 | 764384
2020-08-01 | 764384
2020-09-01 | 739726
2020-10-01 | 764384
2020-11-01 | 739726
2020-12-01 | 764384
2021-01-01 | 764384
2021-02-01 | 690411
2021-03-01 | 764384
2021-04-01 | 739726
2021-05-01 | 0
2021-06-01 | 0
2021-07-01 | 0
2021-08-01 | 0
2021-09-01 | 66501.4
2021-10-01 | 0
2021-11-01 | 0
2021-12-01 | 0
2022-01-01 | 764384
2022-02-01 | 690411
2022-03-01 | 764384
2022-04-01 | 739726
2022-05-01 | 764384
2022-06-01 | 739726
2022-07-01 | 764384
2022-08-01 | 764384
2022-09-01 | 739726
2022-10-01 | 764384
2022-11-01 | 739726
2022-12-01 | 764384
2023-01-01 | 764384
2023-02-01 | 690411
2023-03-01 | 0
2023-04-01 | 0
2023-05-01 | 0
2023-06-01 | 0
2023-07-01 | 0
2023-08-01 | 0
2023-09-01 | 5843.84
2023-10-01 | 0
2023-11-01 | 739726
2023-12-01 | 764384
2024-01-01 | 764384
2024-02-01 | 690411
2024-03-01 | 0
2024-04-01 | 0
2024-05-01 | 0
2024-06-01 | 0
2024-07-01 | 0
2024-08-01 | 0
2024-09-01 | 29884.9
2024-10-01 | 0
2024-11-01 | 739726
2024-12-01 | 764384
2025-01-01 | 764384
2025-02-01 | 690411
2025-03-01 | 764384
2025-04-01 | 739726
2025-05-01 | 764384
2025-06-01 | 739726
2025-07-01 | 764384
2025-08-01 | 6726.58
2025-09-01 | 0
2025-10-01 | 0
2025-11-01 | 739726
2025-12-01 | 764384
2026-01-01 | 0
2026-02-01 | 690411
2026-03-01 | 0
2026-04-01 | 0
2026-05-01 | 0
2026-06-01 | 739726
2026-07-01 | 764384
2026-08-01 | 9019.73
2026-09-01 | 306468
2026-10-01 | 0
2026-11-01 | 0
2026-12-01 | 0
2027-01-01 | 0
2027-02-01 | 690411
2027-03-01 | 764384
2027-04-01 | 0
2027-05-01 | 0
2027-06-01 | 0
2027-07-01 | 0
2027-08-01 | 0
2027-09-01 | 55775.3
2027-10-01 | 764384
2027-11-01 | 739726
2027-12-01 | 764384
2028-01-01 | 764384
2028-02-01 | 690411
2028-03-01 | 764384
2028-04-01 | 739726
2028-05-01 | 764384
2028-06-01 | 739726
2028-07-01 | 764384
2028-08-01 | 764384
2028-09-01 | 739726
2028-10-01 | 764384
2028-11-01 | 739726
2028-12-01 | 764384
2029-01-01 | 764384
2029-02-01 | 690411
2029-03-01 | 764384
2029-04-01 | 739726
2029-05-01 | 764384
2029-06-01 | 739726
2029-07-01 | 764384
2029-08-01 | 764384
2029-09-01 | 739726
2029-10-01 | 764384
2029-11-01 | 739726
2029-12-01 | 764384
2030-01-01 | 764384
2030-02-01 | 690411
2030-03-01 | 764384
2030-04-01 | 739726
2030-05-01 | 764384
2030-06-01 | 739726
2030-07-01 | 764384
2030-08-01 | 764384
2030-09-01 | 739726
2030-10-01 | 764384
2030-11-01 | 739726
2030-12-01 | 764384
2031-01-01 | 764384
2031-02-01 | 690411
2031-03-01 | 764384
2031-04-01 | 739726
2031-05-01 | 764384
2031-06-01 | 739726
2031-07-01 | 764384
2031-08-01 | 764384
2031-09-01 | 739726
2031-10-01 | 764384
2031-11-01 | 739726
2031-12-01 | 764384
2032-01-01 | 764384
2032-02-01 | 690411
2032-03-01 | 764384
2032-04-01 | 739726
2032-05-01 | 764384
2032-06-01 | 739726
2032-07-01 | 764384
2032-08-01 | 764384
2032-09-01 | 739726
2032-10-01 | 0
2032-11-01 | 0
2032-12-01 | 0
2033-01-01 | 0
2033-02-01 | 690411
2033-03-01 | 0
2033-04-01 | 0
2033-05-01 | 0
2033-06-01 | 0
2033-07-01 | 0
2033-08-01 | 0
2033-09-01 | 0
2033-10-01 | 382.192
2033-11-01 | 739726
2033-12-01 | 764384
2034-01-01 | 764384
2034-02-01 | 690411
2034-03-01 | 764384
2034-04-01 | 739726
2034-05-01 | 764384
2034-06-01 | 739726
2034-07-01 | 764384
2034-08-01 | 764384
2034-09-01 | 739726
2034-10-01 | 764384
2034-11-01 | 739726
2034-12-01 | 764384
2035-01-01 | 0
2035-02-01 | 0
2035-03-01 | 764384
2035-04-01 | 739726
2035-05-01 | 764384
2035-06-01 | 739726
2035-07-01 | 764384
2035-08-01 | 764384
2035-09-01 | 739726
2035-10-01 | 764384
2035-11-01 | 739726
2035-12-01 | 764384
2036-01-01 | 764384
2036-02-01 | 690411
2036-03-01 | 764384
2036-04-01 | 739726
2036-05-01 | 764384
2036-06-01 | 739726
2036-07-01 | 764384
2036-08-01 | 764384
2036-09-01 | 739726
2036-10-01 | 764384
2036-11-01 | 739726
2036-12-01 | 764384
2037-01-01 | 764384
2037-02-01 | 690411
2037-03-01 | 764384
2037-04-01 | 739726
2037-05-01 | 764384
2037-06-01 | 739726
2037-07-01 | 764384
2037-08-01 | 764384
2037-09-01 | 739726
2037-10-01 | 764384
2037-11-01 | 739726
2037-12-01 | 764384
2038-01-01 | 764384
2038-02-01 | 690411
2038-03-01 | 764384
2038-04-01 | 739726
2038-05-01 | 764384
2038-06-01 | 739726
2038-07-01 | 764384
2038-08-01 | 764384
2038-09-01 | 739726
2038-10-01 | 0
2038-11-01 | 0
2038-12-01 | 764384
2039-01-01 | 764384
2039-02-01 | 690411
2039-03-01 | 764384
2039-04-01 | 739726
2039-05-01 | 764384
2039-06-01 | 739726
2039-07-01 | 764384
2039-08-01 | 764384
2039-09-01 | 739726
2039-10-01 | 764384
2039-11-01 | 739726
2039-12-01 | 764384
2040-01-01 | 764384
2040-02-01 | 690411
2040-03-01 | 764384
2040-04-01 | 739726
2040-05-01 | 0
2040-06-01 | 0
2040-07-01 | 0
2040-08-01 | 0
2040-09-01 | 459814
2040-10-01 | 0
2040-11-01 | 0
2040-12-01 | 764384
2041-01-01 | 764384
2041-02-01 | 690411
2041-03-01 | 0
2041-04-01 | 0
2041-05-01 | 0
2041-06-01 | 0
2041-07-01 | 0
2041-08-01 | 0
2041-09-01 | 189962
2041-10-01 | 0
2041-11-01 | 0
2041-12-01 | 764384
2042-01-01 | 764384
2042-02-01 | 690411
2042-03-01 | 764384
2042-04-01 | 739726
2042-05-01 | 764384
2042-06-01 | 739726
2042-07-01 | 764384
2042-08-01 | 764384
2042-09-01 | 739726
2042-10-01 | 764384
2042-11-01 | 739726
2042-12-01 | 764384
2043-01-01 | 764384
2043-02-01 | 690411
2043-03-01 | 764384
2043-04-01 | 739726
2043-05-01 | 764384
2043-06-01 | 739726
2043-07-01 | 764384
2043-08-01 | 764384
2043-09-01 | 739726
2043-10-01 | 764384
2043-11-01 | 739726
2043-12-01 | 764384
2044-01-01 | 764384
2044-02-01 | 690411
2044-03-01 | 764384
2044-04-01 | 739726
2044-05-01 | 764384
2044-06-01 | 739726
2044-07-01 | 764384
2044-08-01 | 764384
2044-09-01 | 739726
2044-10-01 | 764384
2044-11-01 | 739726
2044-12-01 | 764384
2045-01-01 | 764384
2045-02-01 | 0
2045-03-01 | 0
2045-04-01 | 0
2045-05-01 | 0
2045-06-01 | 0
2045-07-01 | 0
2045-08-01 | 152.877
2045-09-01 | 0
2045-10-01 | 305.753
2045-11-01 | 0
2045-12-01 | 764384
2046-01-01 | 764384
2046-02-01 | 690411
2046-03-01 | 764384
2046-04-01 | 739726
2046-05-01 | 764384
2046-06-01 | 739726
2046-07-01 | 41582.5
2046-08-01 | 0
2046-09-01 | 14424.7
2046-10-01 | 0
2046-11-01 | 739726
2046-12-01 | 764384
2047-01-01 | 764384
2047-02-01 | 690411
2047-03-01 | 764384
2047-04-01 | 739726
2047-05-01 | 0
2047-06-01 | 0
2047-07-01 | 0
2047-08-01 | 0
2047-09-01 | 546066
2047-10-01 | 0
2047-11-01 | 739726
2047-12-01 | 764384
2048-01-01 | 764384
2048-02-01 | 690411
2048-03-01 | 764384
2048-04-01 | 0
2048-05-01 | 0
2048-06-01 | 0
2048-07-01 | 0
2048-08-01 | 0
2048-09-01 | 739726
2048-10-01 | 764384
2048-11-01 | 739726
2048-12-01 | 764384
2049-01-01 | 764384
2049-02-01 | 690411
2049-03-01 | 764384
2049-04-01 | 739726
2049-05-01 | 764384
2049-06-01 | 739726
2049-07-01 | 764384
2049-08-01 | 764384
2049-09-01 | 739726
2049-10-01 | 764384
2049-11-01 | 739726
2049-12-01 | 764384
2050-01-01 | 764384
2050-02-01 | 690411
2050-03-01 | 764384
2050-04-01 | 739726
2050-05-01 | 764384
2050-06-01 | 739726
2050-07-01 | 764384
2050-08-01 | 764384
2050-09-01 | 739726
2050-10-01 | 764384
2050-11-01 | 739726
2050-12-01 | 764384
2051-01-01 | 764384
2051-02-01 | 690411
2051-03-01 | 764384
2051-04-01 | 739726
2051-05-01 | 764384
2051-06-01 | 739726
2051-07-01 | 764384
2051-08-01 | 764384
Sum | 221826672

## SW Irrigation
Transmission Link Flow
Scenario: WWR Increased Water Productivity, All months (12)
Cubic Meter
| "Transmission Link from Ahl Souss to I_PMH Anti Atlas Ait Baha" | "Transmission Link from Complexe Abdelmoumen Dkhika to I_Moderne Public Issen" | "Transmission Link from Complexe Abdelmoumen Dkhika to I_Traditional Rehabilite I" | "Transmission Link from Complexe Aoulouz Mokhtar Soussi to I_G1 Aoulouz" | "Transmission Link from Complexe Aoulouz Mokhtar Soussi to I_Traditionnel rehabil" | "Transmission Link from Imi El Kheng to I_Traditionnel non Rehabilite 2eme" | "Transmission Link from Moulay Abdellah to I_PMH Tamri Tamraght" | "Transmission Link from Withdrawal Node 1 to I_El Guerdane" | "Transmission Link from Withdrawal Node 2 to I_PMH de Tiznit" | "Transmission Link from Withdrawal Node 3 to I_PMH Anti Atlas Ighrem" | "Transmission Link from Withdrawal Node 4 to I_PMH Taliouine Tifnoute" | "Transmission Link from Withdrawal Node 6 to I_Modern Public Massa" | "Transmission Link from Withdrawal Node 7 to I_Tassila" | "Transmission Link from Withdrawal Node 8 to I_PMH Anti Atlas Ighrem" | "Transmission Link from Withdrawal Node 9 to I_PMH Montagne Souss" | Sum
2018-09-01 | 0 | 2282800 | 1250528 | 0 | 0 | 0 | 0 | 0 | 0 | 0 | 0 | 915160 | 110184 | 0 | 0 | 4558672
2018-10-01 | 330940 | 2841400 | 1531024 | 1416486 | 1000000 | 1003265 | 325945 | 2010682 | 58628.2 | 0 | 2017770 | 814980 | 1001.93 | 0 | 682383 | 14034505
2018-11-01 | 0 | 2632733 | 1573519 | 415054 | 15311.9 | 6497465 | 818749 | 1779900 | 5528.43 | 0 | 0 | 4081100 | 1043226 | 0 | 0 | 18862585
2018-12-01 | 695360 | 1316234 | 1002289 | 604058 | 1000000 | 5978050 | 282703 | 2416471 | 0 | 0 | 883379 | 3425000 | 523112 | 0 | 0 | 18126657
2019-01-01 | 0 | 294443 | 9763.12 | 0 | 0 | 0 | 0 | 0 | 0 | 0 | 0 | 3385693 | 0 | 0 | 3947093 | 7636991
2019-02-01 | 0 | 3444590 | 3191531 | 0 | 0 | 0 | 0 | 2522536 | 972418 | 0 | 0 | 1157274 | 1051030 | 0 | 0 | 12339379
2019-03-01 | 3999830 | 6828445 | 3710988 | 8109163 | 999920 | 7107987 | 2657739 | 13978000 | 165317 | 0 | 154017 | 5051400 | 1031336 | 0 | 1174200 | 54968341
2019-04-01 | 84434.9 | 3574000 | 3485643 | 779811 | 1000000 | 1694292 | 282438 | 13417000 | 5589.73 | 0 | 6892.34 | 6082700 | 0 | 0 | 50207 | 30463009
2019-05-01 | 992169 | 6048200 | 3171849 | 1570649 | 8068.15 | 680285 | 287492 | 7367900 | 126.013 | 0 | 393 | 4465700 | 1617161 | 0 | 1357 | 26211350
2019-06-01 | 137176 | 1568400 | 362868 | 1465950 | 4826.18 | 607603 | 0 | 7712400 | 1.29 | 0 | 141.08 | 3968500 | 2114397 | 0 | 168.51 | 17942431
2019-07-01 | 139754 | 745340 | 358387 | 1472334 | 8.7584 | 437119 | 0 | 6152700 | 0 | 0 | 0 | 4750900 | 1331371 | 0 | 22.676 | 15387937
2019-08-01 | 0 | 861450 | 0 | 310945 | 0 | 0 | 0 | 0 | 0 | 0 | 0 | 3976700 | 2106144 | 0 | 0 | 7255239
2019-09-01 | 0 | 2304079 | 1326267 | 0 | 0 | 0 | 0 | 0 | 0 | 0 | 0 | 0 | 112917 | 0 | 0 | 3743264
2019-10-01 | 422748 | 3034333 | 1793704 | 1055512 | 7093.19 | 3928897 | 463086 | 1399000 | 1416597 | 0 | 2098700 | 271970 | 322291 | 0 | 649920 | 16863853
2019-11-01 | 1711157 | 4070970 | 2543818 | 1038063 | 10470 | 488683 | 829883 | 1778800 | 52639.6 | 0 | 67505 | 0 | 1048238 | 0 | 0 | 13640227
2019-12-01 | 0 | 2791936 | 3133912 | 3551049 | 13069.1 | 362530 | 1309468 | 7806200 | 147.274 | 0 | 94.828 | 4002370 | 388375 | 0 | 13869 | 23373021
2020-01-01 | 0 | 3097557 | 1474813 | 5394891 | 4715.08 | 334492 | 828735 | 0 | 0 | 0 | 0 | 2798097 | 1042700 | 0 | 0 | 14976000
2020-02-01 | 0 | 3346645 | 1941524 | 0 | 702714 | 0 | 2369442 | 5378439 | 2253969 | 0 | 889298 | 1048150 | 251222 | 0 | 0 | 18181402
2020-03-01 | 3526732 | 176530 | 0.0060719 | 0 | 0 | 0 | 0 | 0 | 3690182 | 0 | 0 | 996120 | 0 | 0 | 0 | 8389565
2020-04-01 | 779214 | 8670693 | 6010539 | 780781 | 999900 | 6496002 | 282092 | 13477121 | 63210.7 | 0 | 128648 | 3356400 | 1088373 | 0 | 1981800 | 44114773
2020-05-01 | 949786 | 3357962 | 1761477 | 1597618 | 15689.4 | 812175 | 0 | 7664500 | 271.163 | 0 | 2548.3 | 2466570 | 1924144 | 0 | 166780 | 20719521
2020-06-01 | 133018 | 4122183 | 1431269 | 1474588 | 3680.17 | 302282 | 0 | 8375900 | 182.188 | 0 | 135.22 | 3379600 | 1065155 | 0 | 1503.8 | 20289498
2020-07-01 | 127287 | 506290 | 684756 | 1479581 | 0 | 238810 | 0 | 8155200 | 0 | 0 | 0 | 2974543 | 1442148 | 0 | 0 | 15608615
2020-08-01 | 0 | 694961 | 0 | 778089 | 0 | 0 | 0 | 3869400 | 0 | 0 | 0 | 2303870 | 2086462 | 0 | 0 | 9732781
2020-09-01 | 0 | 2632325 | 1337687 | 0 | 0 | 0 | 0 | 0 | 0 | 0 | 0 | 0 | 1142216 | 0 | 0 | 5112227
2020-10-01 | 625388 | 2778031 | 3382547 | 1553606 | 3374.72 | 1343261 | 743592 | 1421900 | 527965 | 0 | 666340 | 525070 | 1037.44 | 0 | 1793300 | 15365412
2020-11-01 | 0 | 684170 | 595152 | 2027620 | 7054.81 | 2941430 | 778243 | 112270 | 380858 | 0 | 2113500 | 1540000 | 1045275 | 0 | 5908800 | 18134374
2020-12-01 | 0 | 4453641 | 1994190 | 425167 | 5592.48 | 0 | 821471 | 4098200 | 26250.7 | 0 | 372580 | 3026370 | 287159 | 0 | 0 | 15510621
2021-01-01 | 676014 | 4233589 | 4170320 | 5350913 | 1000000 | 456822 | 1843145 | 6417900 | 0 | 0 | 9961.77 | 3176970 | 1036036 | 0 | 101680 | 28473353
2021-02-01 | 2976390 | 1000696 | 955816 | 0 | 0 | 595856 | 825053 | 2482500 | 2201870 | 0 | 0 | 0 | 384267 | 0 | 0 | 11422447
2021-03-01 | 7025.26 | 6829215 | 4022105 | 7994038 | 999900 | 4669800 | 2603424 | 13048725 | 506450 | 0 | 1462700 | 4167770 | 1040953 | 0 | 2531000 | 49883105
2021-04-01 | 2925360 | 3094132 | 3056427 | 789813 | 0 | 356613 | 276815 | 3559300 | 21698.7 | 0 | 38206.3 | 5033500 | 1049812 | 0 | 698550 | 20900228
2021-05-01 | 328702 | 6060338 | 3097276 | 808763 | 0 | 160818 | 279305 | 2625600 | 1337.25 | 0 | 172.82 | 5022370 | 1060224 | 0 | 147.04 | 19445053
2021-06-01 | 306490 | 1203920 | 333346 | 86961.4 | 0.04184 | 138181 | 0 | 0 | 14.3222 | 0 | 0 | 3998000 | 2084744 | 0 | 0 | 8151657
2021-07-01 | 157510 | 579373 | 330450 | 79469.7 | 0.01374 | 131285 | 0 | 0 | 0.0034908 | 0 | 0 | 4924870 | 1157755 | 0 | 0 | 7360713
2021-08-01 | 0 | 821969 | 0 | 77210.5 | 0 | 0 | 0 | 0 | 0 | 0 | 0 | 3993070 | 2089578 | 0 | 0 | 6981828
2021-09-01 | 0 | 4422491 | 2464287 | 0 | 0 | 0 | 0 | 0 | 0 | 0 | 0 | 0 | 102743 | 0 | 0 | 6989521
2021-10-01 | 913422 | 3335330 | 3631735 | 439641 | 0 | 402995 | 717263 | 286.38 | 24501.6 | 0 | 0.010812 | 513270 | 1508494 | 0 | 0 | 11486938
2021-11-01 | 228460 | 4872956 | 2026839 | 230017 | 0 | 111354 | 2140016 | 0 | 2946.31 | 0 | 0.0025589 | 3145200 | 1047992 | 0 | 0 | 13805780
2021-12-01 | 238292 | 727826 | 186069 | 4040732 | 0 | 552688 | 1351878 | 785.52 | 0 | 0 | 0 | 708470 | 0 | 0 | 0 | 7806741
2022-01-01 | 2900321 | 2038226 | 5039488 | 4723586 | 9774.42 | 6825713 | 546855 | 8885300 | 1484818 | 0 | 10652000 | 4747248 | 0 | 0 | 0 | 47853329
2022-02-01 | 0 | 6534409 | 3583190 | 7398661 | 751635 | 654777 | 817187 | 14016256 | 567743 | 0 | 450659 | 814845 | 1035782 | 0 | 9952000 | 46577143
2022-03-01 | 3406421 | 6940562 | 5657069 | 7029019 | 999901 | 6307290 | 2809727 | 10429577 | 2065950 | 0 | 679559 | 3876170 | 1060445 | 0 | 1013600 | 52275290
2022-04-01 | 633890 | 2565521 | 1386202 | 782876 | 7805.36 | 688643 | 0 | 3313200 | 533616 | 0 | 0 | 4723800 | 1031760 | 0 | 416960 | 16084274
2022-05-01 | 243359 | 6727396 | 3455458 | 814394 | 367386 | 2949366 | 278524 | 7721465 | 1338.3 | 0 | 227266 | 4529470 | 1028270 | 0 | 6291129 | 34634821
2022-06-01 | 255050 | 1224467 | 1765516 | 1437537 | 7129.63 | 97851.5 | 0 | 7953400 | 77.2141 | 0 | 13876 | 3951000 | 2131750 | 0 | 286030 | 19123684
2022-07-01 | 123525 | 516587 | 324242 | 1488531 | 0 | 102992 | 0 | 8216800 | 1.2292 | 0 | 7337.1 | 4969070 | 1114174 | 0 | 209320 | 17072579
2022-08-01 | 0 | 935353 | 0 | 746925 | 0 | 0 | 0 | 3747900 | 0 | 0 | 0 | 3952870 | 2129819 | 0 | 0 | 11512868
2022-09-01 | 0 | 4450179 | 1346041 | 0 | 0 | 0 | 0 | 0 | 0 | 0 | 0 | 0 | 112567 | 0 | 0 | 5908788
2022-10-01 | 708842 | 3315629 | 2431370 | 1390739 | 1000000 | 262503 | 1230820 | 4269600 | 2.2561 | 0 | 157.554 | 3644070 | 1539316 | 0 | 8719.1 | 19801768
2022-11-01 | 302490 | 916841 | 1767008 | 1028304 | 1000000 | 471825 | 1615055 | 113110 | 70138.6 | 0 | 122504 | 0 | 8542.26 | 0 | 0 | 7415818
2022-12-01 | 185032 | 1843329 | 186250 | 607799 | 0 | 98752.1 | 0 | 7388400 | 5733.9 | 0 | 6179.22 | 3954870 | 518244 | 0 | 547790 | 15342379
2023-01-01 | 166822 | 83608.4 | 185970 | 4886461 | 1000000 | 74826.4 | 2663147 | 11604013 | 48.7735 | 0 | 118.38 | 5048270 | 1035010 | 0 | 0 | 26748296
2023-02-01 | 168836 | 913718 | 6830000 | 781801 | 999800 | 0 | 0 | 820360 | 1.3738 | 0 | 141104 | 0 | 382690 | 0 | 6002100 | 17040410
2023-03-01 | 152342 | 548104 | 0 | 7931924 | 0.047938 | 158220 | 2819065 | 3186300 | 1609.49 | 0 | 401.91 | 4018170 | 2064528 | 0 | 0 | 20880665
2023-04-01 | 143680 | 255801 | 69 | 378475 | 0 | 82733 | 2796000 | 0 | 76.5742 | 0 | 0.029564 | 5763900 | 0 | 0 | 0 | 9420734
2023-05-01 | 181992 | 276247 | 185990 | 1277359 | 0.06779 | 220817 | 0 | 0 | 27592.7 | 0 | 0 | 4345170 | 1737507 | 0 | 0 | 8252675
2023-06-01 | 132231 | 45073.9 | 180000 | 57732 | 0 | 63938.1 | 0 | 0 | 487.084 | 0 | 0 | 4007200 | 2075475 | 0 | 0 | 6562137
2023-07-01 | 124662 | 29322.9 | 186000 | 35959 | 0.012303 | 60494 | 0 | 0 | 0.077945 | 0 | 0 | 4879070 | 1203487 | 0 | 0 | 6518995
2023-08-01 | 0 | 90823.7 | 186010 | 90670.6 | 0 | 0 | 0 | 0 | 0 | 0 | 0 | 3977470 | 2105176 | 0 | 0 | 6450150
2023-09-01 | 0 | 23540.7 | 179990 | 0 | 0 | 0 | 0 | 0 | 0 | 0 | 0 | 0 | 103063 | 0 | 0 | 306594
2023-10-01 | 363672 | 29861.3 | 185970 | 61260.8 | 0 | 192890 | 1613302 | 0 | 3818.94 | 0 | 0.0074374 | 3273870 | 1200022 | 0 | 0 | 6924666
2023-11-01 | 2012537 | 577034 | 5292302 | 3498579 | 4000.67 | 10897400 | 0 | 111970 | 0 | 0 | 667520 | 0 | 0 | 0 | 3602100 | 26663443
2023-12-01 | 1311605 | 2076172 | 1335923 | 3510594 | 1000000 | 232109 | 0 | 4218200 | 558729 | 0 | 0 | 2897370 | 578484 | 0 | 6122700 | 23841887
2024-01-01 | 1701436 | 5228347 | 3166468 | 5200395 | 1000000 | 2243564 | 2986572 | 7890900 | 2711.31 | 0 | 5963.13 | 5040970 | 1042296 | 0 | 0 | 35509622
2024-02-01 | 149436 | 6564969 | 5065086 | 711832 | 3110.85 | 70831.4 | 0 | 12390000 | 6.2104 | 0 | 0 | 2056460 | 526972 | 0 | 11784 | 27550488
2024-03-01 | 145132 | 3977188 | 3950087 | 702163 | 0 | 802700 | 3550366 | 0 | 4861.57 | 0 | 0.030835 | 3833570 | 1043782 | 0 | 0 | 18009850
2024-04-01 | 186820 | 6050577 | 643030 | 1043564 | 0.20431 | 358067 | 0 | 1126.7 | 34914.1 | 0 | 0 | 4993700 | 1088912 | 0 | 0 | 14400711
2024-05-01 | 169242 | 438415 | 186040 | 1536443 | 0.048787 | 380640 | 275050 | 0 | 26075.6 | 0 | 0 | 3899670 | 1041788 | 0 | 0 | 7953365
2024-06-01 | 123750 | 2044.9 | 180000 | 46216.9 | 0 | 54242.7 | 0 | 0 | 350.681 | 0 | 0 | 4018700 | 2064037 | 0 | 0 | 6489342
2024-07-01 | 117055 | 29.8 | 176520 | 749275 | 0.085773 | 66872.8 | 0 | 0 | 1.1395 | 0 | 0 | 4983370 | 1099215 | 0 | 0 | 7192339
2024-08-01 | 0 | 29.7 | 168790 | 49012.9 | 0 | 0 | 0 | 0 | 0 | 0 | 0 | 3984070 | 2098574 | 0 | 0 | 6300477
2024-09-01 | 0 | 35 | 172070 | 0 | 0 | 0 | 0 | 0 | 0 | 0 | 0 | 345800 | 103395 | 0 | 0 | 621300
2024-10-01 | 330384 | 67.7 | 160325 | 33082.7 | 0 | 146846 | 854757 | 0 | 463.981 | 0 | 0 | 2623570 | 1289334 | 0 | 0 | 5438830
2024-11-01 | 117968 | 9983.37 | 4914014 | 4270742 | 6203.25 | 8401528 | 0 | 1395050 | 0 | 0 | 0 | 0 | 0 | 0 | 0 | 19115488
2024-12-01 | 360094 | 5491446 | 2875274 | 3554448 | 3985.05 | 7088080 | 1337547 | 8699315 | 105119 | 0 | 296000 | 5523270 | 559968 | 0 | 1211600 | 37106146
2025-01-01 | 3553812 | 208456 | 0.9514 | 0 | 0 | 0 | 0 | 1837162 | 0 | 0 | 0 | 587609 | 0 | 0 | 0 | 6187040
2025-02-01 | 0 | 4021653 | 3472401 | 5917054 | 0 | 0 | 836836 | 2519731 | 572496 | 0 | 0 | 2217304 | 1031705 | 0 | 0 | 20589180
2025-03-01 | 2731444 | 6843508 | 5470867 | 7659518 | 999875 | 6318500 | 2700843 | 25411504 | 2612.72 | 0 | 112200 | 4576570 | 1024059 | 0 | 3756500 | 67608000
2025-04-01 | 177168 | 5554221 | 1275351 | 795158 | 999850 | 248530 | 278929 | 3466873 | 15042.5 | 0 | 1023810 | 4867200 | 1027117 | 0 | 9715600 | 29444850
2025-05-01 | 311264 | 3382956 | 3218893 | 805444 | 7983.54 | 174925 | 0 | 3808315 | 106616 | 0 | 211250 | 4695870 | 911722 | 0 | 200550 | 17835789
2025-06-01 | 162048 | 3501263 | 1667847 | 1530062 | 5949.41 | 65873 | 0 | 8357450 | 4784.72 | 0 | 10097 | 3934900 | 2147805 | 0 | 29333 | 21417413
2025-07-01 | 147105 | 715292 | 223489 | 1522334 | 6533.58 | 60027.3 | 0 | 8147515 | 90.3065 | 0 | 82.973 | 4940370 | 1142881 | 0 | 413.34 | 16906134
2025-08-01 | 0 | 450277 | 0 | 723535 | 0 | 0 | 0 | 1633115 | 0 | 0 | 0 | 3995570 | 2087148 | 0 | 0 | 8889644
2025-09-01 | 0 | 2255173 | 1204341 | 0 | 0 | 0 | 0 | 0 | 0 | 0 | 0 | 2302600 | 1151873 | 0 | 0 | 6913986
2025-10-01 | 399461 | 5496492 | 4826123 | 57452.4 | 0 | 168631 | 1234823 | 0 | 2.0074 | 0 | 0.017301 | 2058270 | 1037954 | 0 | 0 | 15279208
2025-11-01 | 170811 | 453645 | 458196 | 2109157 | 697.486 | 282310 | 1224199 | 3151750 | 47013.7 | 0 | 0 | 0 | 0 | 0 | 5193700 | 13091479
2025-12-01 | 644491 | 4766442 | 2935997 | 0 | 6904.85 | 67790.1 | 1070035 | 2587915 | 686154 | 0 | 343660 | 2069870 | 484676 | 0 | 0 | 15663934
2026-01-01 | 135501 | 1110634 | 0 | 5697435 | 0.093592 | 273687 | 2467545 | 8843415 | 19502.6 | 0 | 0 | 5034170 | 1048448 | 0 | 916.78 | 24631254
2026-02-01 | 4007649 | 2259447 | 1876585 | 0 | 5976.93 | 611886 | 0 | 805900 | 0 | 0 | 902350 | 0 | 96821.1 | 0 | 5997900 | 16564516
2026-03-01 | 0.64434 | 4085268 | 2974957 | 7612100 | 3.4745 | 6241347 | 2423162 | 10377015 | 2561165 | 0 | 0 | 4384817 | 1075631 | 0 | 0 | 41735465
2026-04-01 | 632277 | 2630193 | 2714788 | 803568 | 0.050065 | 954742 | 262643 | 342780 | 584141 | 0 | 449.18 | 2204954 | 0 | 0 | 25251 | 11155786
2026-05-01 | 877780 | 6353339 | 4662147 | 294722 | 0 | 4104035 | 264737 | 0 | 1845.12 | 0 | 0 | 4210770 | 1871925 | 0 | 0 | 22641299
2026-06-01 | 248072 | 891083 | 229262 | 1790899 | 2350.2 | 505204 | 0 | 8194250 | 0.21127 | 0 | 357280 | 5018400 | 1064924 | 0 | 420040 | 18721764
2026-07-01 | 116787 | 506399 | 225659 | 2244611 | 2145.83 | 53070.7 | 0 | 7566315 | 0 | 0 | 1329.9 | 4504670 | 1578656 | 0 | 65476 | 16865119
2026-08-01 | 0 | 443232 | 0 | 768849 | 0 | 0 | 0 | 1991815 | 0 | 0 | 0 | 3902070 | 2180678 | 0 | 0 | 9286644
2026-09-01 | 0 | 4459381 | 2466671 | 0 | 0 | 0 | 0 | 0 | 0 | 0 | 0 | 2366700 | 256582 | 0 | 0 | 9549334
2026-10-01 | 278747 | 2987566 | 1967728 | 316599 | 0 | 188498 | 216553 | 0 | 5530.71 | 0 | 0.022127 | 0 | 1325371 | 0 | 0 | 7286592
2026-11-01 | 574486 | 837828 | 1949422 | 3199497 | 62.252 | 616197 | 816832 | 6235550 | 90.6069 | 0 | 204270 | 2379600 | 1031535 | 0 | 565910 | 18411281
2026-12-01 | 1596137 | 4739929 | 2505635 | 340595 | 0 | 73413.1 | 1114296 | 0 | 0 | 0 | 0.0061784 | 4444470 | 138426 | 0 | 0 | 14952902
2027-01-01 | 0 | 5472511 | 3199522 | 4669687 | 2.1566 | 43756 | 833591 | 1711215 | 453182 | 0 | 15113 | 2998570 | 1032691 | 0 | 3892.1 | 20433731
2027-02-01 | 0 | 1424.22 | 0 | 0 | 5419.55 | 2463472 | 0 | 1671720 | 0 | 0 | 5554100 | 1980851 | 0 | 0 | 0 | 11676987
2027-03-01 | 2853337 | 6396598 | 4509315 | 7614731 | 999675 | 978660 | 2672490 | 13240187 | 104240 | 0 | 661136 | 5041370 | 1041895 | 0 | 9945100 | 56058733
2027-04-01 | 169874 | 138527 | 0 | 8284358 | 0.0045943 | 50964.7 | 268584 | 3898950 | 372.643 | 0 | 40.092 | 4725300 | 1049712 | 0 | 2211.5 | 18588895
2027-05-01 | 306617 | 37.2345 | 214054 | 509814 | 0 | 74123.9 | 0 | 0 | 87052.9 | 0 | 0 | 5274170 | 808442 | 0 | 0 | 7274311
2027-06-01 | 157604 | 26.5 | 123270 | 49210.5 | 0 | 42446.2 | 0 | 0 | 1077.01 | 0 | 0 | 3975900 | 2106846 | 0 | 0 | 6456380
2027-07-01 | 147547 | 31.2 | 119075 | 21820.1 | 0.0067516 | 40862.7 | 0 | 0 | 0 | 0 | 0 | 4669670 | 1412994 | 0 | 0 | 6412001
2027-08-01 | 0 | 29.7 | 135975 | 214545 | 0 | 0 | 0 | 0 | 0 | 0 | 0 | 3955670 | 2127042 | 0 | 0 | 6433261
2027-09-01 | 0 | 30.1 | 145710 | 0 | 0 | 0 | 0 | 0 | 0 | 0 | 0 | 0 | 226310 | 0 | 0 | 372050
2027-10-01 | 619432 | 2562516 | 4038464 | 617491 | 6228.38 | 2815122 | 328005 | 804905 | 2625460 | 0 | 1590900 | 906570 | 812848 | 0 | 0 | 17727939
2027-11-01 | 933243 | 542945 | 1851666 | 0 | 5818.35 | 3470914 | 1340369 | 2539850 | 174075 | 0 | 0 | 0 | 0 | 0 | 0 | 10858880
2027-12-01 | 0 | 136234 | 0.038885 | 0 | 0 | 0 | 0 | 409940 | 0 | 0 | 0 | 0 | 152369 | 0 | 0 | 698544
2028-01-01 | 0 | 342533 | 0.059998 | 0 | 0 | 0 | 0 | 823989 | 0 | 0 | 0 | 592374 | 0 | 0 | 0 | 1758896
2028-02-01 | 0 | 3975446 | 3462479 | 0 | 641250 | 592710 | 0 | 1667979 | 0 | 0 | 889026 | 2997049 | 1192555 | 0 | 0 | 15418494
2028-03-01 | 3245505 | 6465681 | 3504789 | 0 | 29617.7 | 114946 | 2368579 | 13246334 | 2979490 | 0 | 57093.7 | 1740261 | 1067220 | 0 | 28192.6 | 34847709
2028-04-01 | 697558 | 3205110 | 3224604 | 8178916 | 15404.2 | 6093766 | 261163 | 3448450 | 6232.5 | 0 | 38522.9 | 6083300 | 0 | 0 | 546480 | 31799507
2028-05-01 | 762642 | 3473070 | 3205375 | 819754 | 11437.3 | 197151 | 262834 | 4067715 | 40117.1 | 0 | 82940 | 4341170 | 1742145 | 0 | 86090 | 19092441
2028-06-01 | 250953 | 3261757 | 1717530 | 1457942 | 14606.1 | 99613.5 | 0 | 8124150 | 7351.26 | 0 | 2022.9 | 4658300 | 1068168 | 0 | 1541.4 | 20663936
2028-07-01 | 114847 | 444589 | 229117 | 2214085 | 12149.2 | 53348.1 | 0 | 10167015 | 110.072 | 0 | 0 | 4488970 | 1594281 | 0 | 0 | 19318512
2028-08-01 | 0 | 705335 | 0 | 0 | 0 | 0 | 0 | 1642215 | 0 | 0 | 0 | 4009470 | 2073181 | 0 | 0 | 8430201
2028-09-01 | 0 | 2443663 | 1218150 | 0 | 0 | 0 | 0 | 0 | 0 | 0 | 0 | 2746100 | 1187734 | 0 | 0 | 7595648
2028-10-01 | 277608 | 2550500 | 1795175 | 713150 | 8757.41 | 433002 | 390016 | 1976015 | 699303 | 0 | 829110 | 0 | 1039627 | 0 | 1607900 | 12320163
2028-11-01 | 0 | 2633010 | 1437438 | 710227 | 1000000 | 5889036 | 963380 | 113307 | 271900 | 0 | 2002081 | 1660691 | 0 | 0 | 42963.8 | 16724033
2028-12-01 | 0 | 133604 | 0.041589 | 0 | 0 | 0 | 0 | 0 | 0 | 0 | 0 | 213343 | 226653 | 0 | 0 | 573600
2029-01-01 | 0 | 5989726 | 2390178 | 0 | 0 | 0 | 0 | 5286783 | 155997 | 0 | 0 | 2994870 | 1037865 | 0 | 0 | 17855418
2029-02-01 | 0 | 731673 | 1828161 | 0 | 0 | 0 | 3310999 | 7988532 | 0 | 0 | 0 | 2654360 | 303880 | 0 | 0 | 16817606
2029-03-01 | 2885730 | 6699074 | 5378672 | 7458306 | 1000000 | 6416313 | 0 | 13246334 | 50313.7 | 0 | 1935590 | 4343870 | 1028380 | 0 | 2059665 | 52502250
2029-04-01 | 611769 | 2613048 | 1289295 | 782199 | 1000000 | 0 | 2620815 | 3373439 | 441179 | 0 | 0 | 1950300 | 1044943 | 0 | 6141131 | 21868116
2029-05-01 | 686340 | 6164073 | 4629359 | 803768 | 16748.8 | 5136066 | 258509 | 4366515 | 2743.08 | 0 | 3441.4 | 5073170 | 1010065 | 0 | 54985 | 28205783
2029-06-01 | 250840 | 3599081 | 1677215 | 1510414 | 11007.4 | 54906.7 | 0 | 8279150 | 0 | 0 | 885.56 | 4006300 | 2076351 | 0 | 34071 | 21500221
2029-07-01 | 108253 | 597011 | 229610 | 2230687 | 5373.33 | 53343.1 | 0 | 8145415 | 135.644 | 0 | 278.7 | 4988870 | 1094438 | 0 | 2191.6 | 17455606
2029-08-01 | 0 | 399300 | 0 | 0 | 0 | 0 | 0 | 3871615 | 0 | 0 | 0 | 3985970 | 2096709 | 0 | 0 | 10353595
2029-09-01 | 0 | 2158247 | 1212777 | 0 | 0 | 0 | 0 | 0 | 0 | 0 | 0 | 0 | 235750 | 0 | 0 | 3606775
2029-10-01 | 651028 | 2828209 | 2047012 | 1233169 | 9058.84 | 1125911 | 607106 | 2917515 | 65267.2 | 0 | 394370 | 3082670 | 1518625 | 0 | 3228300 | 19708242
2029-11-01 | 0 | 3199942 | 2426061 | 0 | 11763.6 | 7829587 | 821430 | 1672050 | 1834547 | 0 | 0 | 0 | 0 | 0 | 0 | 17795380
2029-12-01 | 0 | 710190 | 0.33079 | 1030053 | 0 | 0 | 0 | 2480558 | 0 | 0 | 883207 | 2547863 | 311365 | 0 | 0 | 7963237
2030-01-01 | 0 | 2615491 | 868468 | 4683405 | 0 | 473032 | 0 | 786905 | 0 | 0 | 0 | 0 | 0 | 0 | 5044900 | 14472201
2030-02-01 | 2834256 | 3705029 | 3327526 | 743454 | 999900 | 5708300 | 815129 | 12820006 | 337.185 | 0 | 729.85 | 4317560 | 1152672 | 0 | 521570 | 36946469
2030-03-01 | 487849 | 6580122 | 5338335 | 7341321 | 1000000 | 683366 | 2581484 | 13991594 | 144428 | 0 | 28352.1 | 4260070 | 1035689 | 0 | 409662 | 43882270
2030-04-01 | 833793 | 5475598 | 1315420 | 0 | 1000000 | 5441014 | 257322 | 3499189 | 328463 | 0 | 0 | 4398000 | 1037450 | 0 | 0 | 23586248
2030-05-01 | 249977 | 5910390 | 4552247 | 1588126 | 10608.1 | 67858.6 | 0 | 4398615 | 1197.19 | 0 | 7050.1 | 5042570 | 1040752 | 0 | 2714400 | 25583791
2030-06-01 | 234303 | 3816153 | 1673551 | 1506292 | 15112.8 | 53164.9 | 0 | 8463350 | 0 | 0 | 73.457 | 3976700 | 2105953 | 0 | 10414 | 21855068
2030-07-01 | 179397 | 363114 | 226244 | 1525601 | 6117.34 | 58318.4 | 0 | 10220015 | 1920.8 | 0 | 934.19 | 4851470 | 1231860 | 0 | 6428.5 | 18671420
2030-08-01 | 0 | 396685 | 0 | 730850 | 0 | 0 | 0 | 1611615 | 0 | 0 | 0 | 3938070 | 2144634 | 0 | 0 | 8821855
2030-09-01 | 0 | 2192051 | 1240295 | 0 | 0 | 0 | 0 | 0 | 0 | 0 | 0 | 0 | 234893 | 0 | 0 | 3667240
2030-10-01 | 632952 | 3033275 | 2240634 | 2133633 | 7185.18 | 163759 | 938263 | 3236315 | 1447.65 | 0 | 1375.9 | 2786670 | 1436783 | 0 | 13392 | 16625684
2030-11-01 | 197186 | 2962907 | 2611709 | 2462658 | 1000000 | 45438.2 | 1616312 | 5891750 | 34863 | 0 | 1110.88 | 240300 | 8449.03 | 0 | 121260 | 17193943
2030-12-01 | 2185657 | 711045 | 1192803 | 0 | 8777.2 | 209360 | 0 | 3833815 | 3301227 | 0 | 0 | 1197001 | 638474 | 0 | 3324400 | 16602561
2031-01-01 | 0 | 1072645 | 873082 | 0 | 0 | 0 | 1750461 | 3530815 | 0 | 0 | 0 | 4320670 | 1052724 | 0 | 0 | 12600399
2031-02-01 | 0 | 3157151 | 2335127 | 6330056 | 0 | 512405 | 1067206 | 9506817 | 1895605 | 0 | 15719077 | 369913 | 146698 | 0 | 0 | 41040055
2031-03-01 | 3130682 | 2844584 | 0.095571 | 0 | 714333 | 56138.8 | 0 | 871875 | 69675.1 | 0 | 28735.7 | 0 | 1040110 | 0 | 1310841 | 10066974
2031-04-01 | 332466 | 3586050 | 4127377 | 802067 | 13268.6 | 5916740 | 251825 | 3515850 | 5088.38 | 0 | 153780 | 5553700 | 0 | 0 | 6102900 | 30361111
2031-05-01 | 286042 | 6212471 | 3123843 | 1588733 | 14814.5 | 605252 | 0 | 7350215 | 109.773 | 0 | 412.34 | 4250970 | 1832278 | 0 | 31129 | 25296270
2031-06-01 | 268536 | 3373693 | 1632338 | 1512818 | 11092.5 | 63753.3 | 0 | 8382150 | 0 | 0 | 652.14 | 3961000 | 2121625 | 0 | 23813 | 21351471
2031-07-01 | 125243 | 517993 | 225136 | 1501246 | 9227.71 | 62890.7 | 0 | 8213915 | 0 | 0 | 1009.5 | 5142170 | 941147 | 0 | 58585 | 16798562
2031-08-01 | 0 | 611733 | 0 | 751360 | 0 | 0 | 0 | 3802615 | 0 | 0 | 0 | 3943470 | 2139201 | 0 | 0 | 11248379
2031-09-01 | 0 | 2142764 | 1211772 | 0 | 0 | 0 | 0 | 0 | 0 | 0 | 0 | 0 | 207326 | 0 | 0 | 3561862
2031-10-01 | 839948 | 2881729 | 2992396 | 645361 | 1000000 | 1220007 | 756118 | 988885 | 12238.1 | 0 | 195177 | 1116770 | 915918 | 0 | 637341 | 14201887
2031-11-01 | 0 | 3674906 | 1813260 | 3030050 | 1000000 | 536938 | 1832382 | 7025850 | 13638.6 | 0 | 200361 | 1934600 | 1031488 | 0 | 3649800 | 25743273
2031-12-01 | 0 | 417003 | 983799 | 620730 | 1000000 | 482723 | 1251753 | 3811633 | 4525660 | 0 | 0 | 3752170 | 8396.15 | 0 | 0 | 16853867
2032-01-01 | 591948 | 5881346 | 4569097 | 699609 | 0 | 64609.9 | 1075457 | 10017015 | 0 | 0 | 0 | 1398770 | 1028772 | 0 | 0 | 25326625
2032-02-01 | 2092269 | 5889348 | 3351454 | 0 | 0 | 0 | 1897626 | 813546 | 0 | 0 | 0 | 4724060 | 509906 | 0 | 0 | 19278208
2032-03-01 | 190168 | 5901853 | 329725 | 6450703 | 999875 | 354358 | 2520366 | 12811770 | 366.805 | 0 | 29166.9 | 4060370 | 1049709 | 0 | 27247 | 34725677
2032-04-01 | 251559 | 43.3 | 290870 | 803493 | 5600.88 | 229676 | 255751 | 3622650 | 41672.5 | 0 | 124386 | 4373900 | 1035867 | 0 | 6260900 | 17296368
2032-05-01 | 171708 | 33 | 127325 | 1616522 | 4294.3 | 57423.2 | 248838 | 7387215 | 623.157 | 0 | 59663 | 4816270 | 874646 | 0 | 896760 | 16261321
2032-06-01 | 162468 | 44.4 | 132020 | 1502407 | 8687.11 | 47286.3 | 0 | 8553550 | 0.008399 | 0 | 723.34 | 3989600 | 2093139 | 0 | 102980 | 16592906
2032-07-01 | 153418 | 26.9 | 118625 | 1520103 | 7133.23 | 45882 | 0 | 7094415 | 0 | 0 | 0 | 4869970 | 1213285 | 0 | 840.96 | 15023699
2032-08-01 | 0 | 26.4 | 116025 | 757065 | 0 | 0 | 0 | 4710615 | 0 | 0 | 0 | 3960770 | 2121939 | 0 | 0 | 11666440
2032-09-01 | 0 | 32.1 | 112810 | 0 | 0 | 0 | 0 | 0 | 0 | 0 | 0 | 0 | 253094 | 0 | 0 | 365937
2032-10-01 | 437314 | 65.4 | 158045 | 1265045 | 2.8498 | 164842 | 977527 | 805765 | 18169.2 | 0 | 8509.2 | 2919770 | 1303553 | 0 | 12113 | 8070720
2032-11-01 | 127501 | 66.9 | 145440 | 415214 | 0 | 83154.3 | 1898792 | 0 | 865.204 | 0 | 0.025412 | 554300 | 1046820 | 0 | 0 | 4272153
2032-12-01 | 120124 | 174690 | 2832515 | 3462286 | 0.026777 | 788191 | 827221 | 1761315 | 0 | 0 | 7070.7 | 3565270 | 198698 | 0 | 180.68 | 13737561
2033-01-01 | 2598447 | 5680755 | 2708215 | 0 | 0 | 436145 | 1587708 | 6715915 | 1281650 | 0 | 0 | 3788870 | 1036398 | 0 | 0 | 25834103
2033-02-01 | 0 | 62909.5 | 349340 | 0 | 1650.41 | 0 | 815460 | 3051520 | 0 | 0 | 0 | 1166260 | 110217 | 0 | 0 | 5557357
2033-03-01 | 1797638 | 3091766 | 0 | 7482803 | 1.0492 | 5514000 | 2499439 | 5984815 | 1081220 | 0 | 7890 | 3983370 | 1059782 | 0 | 1132.7 | 32503857
2033-04-01 | 154491 | 63.2 | 165870 | 291331 | 0.011872 | 77700.7 | 2271887 | 0 | 10088.5 | 0 | 0 | 4565900 | 1032009 | 0 | 0 | 8569341
2033-05-01 | 324454 | 28 | 104675 | 380268 | 0.024684 | 40138 | 248794 | 0 | 138400 | 0 | 0 | 4413770 | 1044718 | 0 | 0 | 6695244
2033-06-01 | 140456 | 23.35 | 102160 | 28283.6 | 0.0062719 | 38964.8 | 0 | 0 | 2674.24 | 0 | 0 | 3988100 | 2094583 | 0 | 0 | 6395245
2033-07-01 | 130434 | 31.4 | 99835 | 17535.4 | 0.01229 | 37935.9 | 0 | 0 | 0 | 0 | 0 | 4968570 | 1114022 | 0 | 0 | 6368364
2033-08-01 | 0 | 24.28 | 97605 | 17558.8 | 0 | 0 | 0 | 0 | 0 | 0 | 0 | 3936870 | 2145860 | 0 | 0 | 6197918
2033-09-01 | 0 | 24 | 97870 | 0 | 0 | 0 | 0 | 0 | 0 | 0 | 0 | 0 | 225574 | 0 | 0 | 323468
2033-10-01 | 921316 | 2505974 | 4767623 | 1189940 | 49.7318 | 3125458 | 284885 | 1894715 | 1391780 | 0 | 1286800 | 2641970 | 412886 | 0 | 3592000 | 24015397
2033-11-01 | 0 | 5628 | 38923.4 | 658102 | 0 | 0 | 0 | 85440 | 0 | 0 | 0 | 0 | 1033908 | 0 | 0 | 1822002
2033-12-01 | 0 | 157274 | 3536651 | 3349475 | 7498.6 | 6406295 | 0 | 4126015 | 35351.8 | 0 | 0 | 1978270 | 181173 | 0 | 0 | 19778004
2034-01-01 | 1366669 | 5435169 | 448134 | 637324 | 11618.6 | 0 | 1060187 | 785605 | 27.8332 | 0 | 585260 | 2763070 | 1025465 | 0 | 0 | 14118529
2034-02-01 | 207242 | 3908619 | 4764681 | 5520861 | 615459 | 5389150 | 2125197 | 13058602 | 0 | 0 | 1834120 | 3382460 | 306348 | 0 | 5984276 | 47097014
2034-03-01 | 630579 | 3148892 | 3741896 | 7035054 | 1000000 | 653395 | 243893 | 8494587 | 284075 | 0 | 5230080 | 4185170 | 1065328 | 0 | 5542557 | 41255506
2034-04-01 | 135813 | 5808067 | 826980 | 805363 | 6779.54 | 4882851 | 2292830 | 6675150 | 30842.5 | 0 | 11732 | 4769300 | 1074769 | 0 | 213560 | 27534038
2034-05-01 | 120679 | 26.4 | 125725 | 1601487 | 13166.4 | 47477.3 | 255322 | 4369015 | 1441.51 | 0 | 195.86 | 5120670 | 962600 | 0 | 0 | 12617806
2034-06-01 | 114953 | 24.29 | 102210 | 1516001 | 14667.6 | 41583.3 | 0 | 8547350 | 452.833 | 0 | 124.99 | 3956000 | 2126700 | 0 | 0 | 16420067
2034-07-01 | 108399 | 25.21 | 95385 | 1505701 | 8788.99 | 39048.6 | 0 | 11197015 | 6.1889 | 0 | 0 | 4679070 | 1404243 | 0 | 151.23 | 19037834
2034-08-01 | 0 | 24 | 93235 | 729938 | 0 | 0 | 0 | 810425 | 0 | 0 | 0 | 3971670 | 2111065 | 0 | 0 | 7716358
2034-09-01 | 0 | 29.14 | 91210 | 0 | 0 | 0 | 0 | 0 | 0 | 0 | 0 | 0 | 217993 | 0 | 0 | 309232
2034-10-01 | 302675 | 136207 | 398205 | 901740 | 3752.83 | 111072 | 1246783 | 3141315 | 3108.06 | 0 | 64445 | 2982470 | 503201 | 0 | 701650 | 10496624
2034-11-01 | 93695.9 | 60.09 | 118840 | 2545686 | 1000000 | 62550.7 | 821669 | 5756350 | 2124.77 | 0 | 10693.9 | 425900 | 1034201 | 0 | 0 | 11871771
2034-12-01 | 86444.8 | 80 | 228375 | 3024759 | 1000000 | 85240.9 | 967956 | 5415115 | 93.8012 | 0 | 2942.22 | 2488370 | 484691 | 0 | 5957.1 | 13790025
2035-01-01 | 82144.8 | 51517.4 | 39755 | 625580 | 79 | 35817.1 | 1059178 | 3546491 | 0 | 0 | 49.2428 | 4339970 | 1032632 | 0 | 0 | 10813214
2035-02-01 | 0 | 731130 | 359770 | 5784291 | 0.49262 | 1092940 | 1872429 | 5406620 | 74539.1 | 0 | 1961.8 | 1342460 | 443507 | 0 | 1132.8 | 17110781
2035-03-01 | 5854197 | 5910425 | 5306715 | 0 | 1000000 | 6208000 | 0 | 4954802 | 2308435 | 0 | 27319.1 | 1662170 | 1057805 | 0 | 0 | 34289868
2035-04-01 | 647946 | 1046801 | 385530 | 6351614 | 1000000 | 0 | 2442112 | 12152102 | 74922.4 | 0 | 0 | 4480900 | 1087337 | 0 | 0 | 29669265
2035-05-01 | 94634.8 | 23.4 | 89325 | 1618977 | 6372.24 | 3851397 | 246237 | 8050215 | 129.087 | 0 | 18881 | 4130470 | 1952189 | 0 | 222300 | 20281150
2035-06-01 | 90695.9 | 22.42 | 86610 | 1548205 | 10490.6 | 38065.9 | 0 | 7313550 | 0 | 0 | 510.24 | 5036000 | 1047249 | 0 | 8003.7 | 15179403
2035-07-01 | 85964.8 | 27.83 | 81745 | 1517836 | 12421 | 0 | 0 | 7986715 | 0 | 0 | 280.26 | 4579170 | 1504155 | 0 | 6376.2 | 15774691
2035-08-01 | 0 | 23.01 | 79965 | 772824 | 0 | 0 | 0 | 4623115 | 0 | 0 | 0 | 0 | 689496 | 0 | 0 | 6165423
2035-09-01 | 0 | 31.7 | 90290 | 0 | 0 | 0 | 0 | 0 | 0 | 0 | 0 | 0 | 339457 | 0 | 0 | 429779
2035-10-01 | 0 | 32.9 | 103885 | 614366 | 4628.85 | 182595 | 1397452 | 1669015 | 18389.7 | 0 | 149870 | 0 | 401174 | 0 | 651490 | 5192899
2035-11-01 | 1166043 | 2153.76 | 5213994 | 1046803 | 9216.19 | 2317560 | 297082 | 1801550 | 2980306 | 0 | 912360 | 0 | 1640993 | 0 | 2423600 | 19811660
2035-12-01 | 0 | 112862 | 0.064847 | 0 | 0 | 0 | 0 | 0 | 0 | 0 | 0 | 0 | 312916 | 0 | 0 | 425778
2036-01-01 | 0 | 415947 | 0.099202 | 0 | 0 | 0 | 0 | 814810 | 0 | 0 | 0 | 0 | 0 | 0 | 0 | 1230757
2036-02-01 | 0 | 78568.3 | 887507 | 0 | 0 | 0 | 0 | 0 | 0 | 0 | 0 | 484547 | 274451 | 0 | 0 | 1725074
2036-03-01 | 0.21944 | 1082930 | 839616 | 0 | 28911.4 | 54889 | 0 | 877540 | 38721.4 | 0 | 0 | 0 | 0 | 0 | 0 | 2922608
2036-04-01 | 662269 | 2949717 | 1672442 | 817244 | 10626.9 | 5703161 | 239662 | 3492950 | 153021 | 0 | 92206.9 | 4938400 | 1024886 | 0 | 1038000 | 22794586
2036-05-01 | 104440 | 6050677 | 4231194 | 1625178 | 7015.42 | 796013 | 0 | 7298115 | 278911 | 0 | 403460 | 4089865 | 1993468 | 0 | 2951000 | 29829337
2036-06-01 | 232526 | 3572672 | 1669604 | 753355 | 1000000 | 1194873 | 0 | 8364516 | 30261.7 | 0 | 623408 | 5055700 | 1027586 | 0 | 403801 | 23928302
2036-07-01 | 111105 | 538989 | 226568 | 2213581 | 6344.67 | 399773 | 0 | 8096315 | 12.2333 | 0 | 1666.9 | 4561170 | 1522154 | 0 | 32368 | 17710046
2036-08-01 | 0 | 363273 | 0 | 748205 | 0 | 0 | 0 | 3880815 | 0 | 0 | 0 | 3994270 | 2088392 | 0 | 0 | 11074955
2036-09-01 | 0 | 2179230 | 1208349 | 0 | 0 | 0 | 0 | 0 | 0 | 0 | 0 | 0 | 302122 | 0 | 0 | 3689701
2036-10-01 | 1105453 | 3103419 | 3239711 | 1810854 | 6132.51 | 1713459 | 757495 | 2664015 | 4230.69 | 0 | 7514.5 | 1113170 | 860575 | 0 | 137360 | 16523388
2036-11-01 | 334927 | 2981516 | 1905235 | 1426471 | 7368.94 | 6631210 | 1054082 | 2975350 | 772729 | 0 | 1382900 | 1598100 | 1026633 | 0 | 9118200 | 31214722
2036-12-01 | 1323301 | 1683955 | 450491 | 3007906 | 226075 | 239419 | 0 | 5696338 | 0 | 0 | 5221338 | 593925 | 8416.19 | 0 | 139608 | 18590772
2037-01-01 | 0 | 206472 | 0.091925 | 0 | 0 | 0 | 0 | 823388 | 0 | 0 | 0 | 0 | 0 | 0 | 0 | 1029860
2037-02-01 | 0 | 5893513 | 3403008 | 6511999 | 999900 | 585006 | 839948 | 13209454 | 31512.4 | 0 | 30302.7 | 4276660 | 646852 | 0 | 342030 | 36770186
2037-03-01 | 2890307 | 6632204 | 5198722 | 6825872 | 999875 | 5586322 | 2400857 | 11663037 | 1617.62 | 0 | 27281.1 | 3866770 | 2060834 | 0 | 4715200 | 52868900
2037-04-01 | 573040 | 2573847 | 1326318 | 0 | 1000000 | 581145 | 0 | 114755 | 428822 | 0 | 0 | 4421300 | 0 | 0 | 0 | 11019226
2037-05-01 | 217734 | 3431150 | 3114284 | 1606613 | 10622.2 | 5859774 | 236895 | 7640015 | 3228.08 | 0 | 146790 | 3789170 | 865286 | 0 | 4250900 | 31172460
2037-06-01 | 236710 | 3425081 | 1693414 | 1514606 | 6064.64 | 62598.2 | 0 | 8686650 | 0 | 0 | 368.9 | 3986600 | 2096087 | 0 | 27480 | 21735661
2037-07-01 | 106351 | 416275 | 221883 | 1518224 | 9920.15 | 59473.3 | 0 | 8106215 | 0 | 0 | 0 | 4792370 | 1290942 | 0 | 129.73 | 16521785
2037-08-01 | 0 | 416685 | 0 | 757623 | 0 | 0 | 0 | 815665 | 0 | 0 | 0 | 3967970 | 2114684 | 0 | 0 | 8072627
2037-09-01 | 0 | 2092940 | 1167423 | 0 | 0 | 0 | 0 | 0 | 0 | 0 | 0 | 0 | 110652 | 0 | 0 | 3371015
2037-10-01 | 1116371 | 2858090 | 2006107 | 543991 | 15642.4 | 872385 | 541563 | 2809115 | 91425.7 | 0 | 363550 | 1639370 | 1031079 | 0 | 32776 | 13921466
2037-11-01 | 887825 | 2594538 | 1577593 | 416945 | 1000000 | 1467040 | 1425132 | 5130650 | 162233 | 0 | 231828 | 1637100 | 0 | 0 | 4806600 | 21337485
2037-12-01 | 0 | 990715 | 328695 | 616788 | 0 | 0 | 914381 | 1668539 | 2928430 | 0 | 0 | 1149970 | 638110 | 0 | 0 | 9235628
2038-01-01 | 0 | 4126302 | 3823104 | 4758072 | 1000000 | 5281942 | 0 | 3501000 | 0 | 0 | 884185 | 4436434 | 1053651 | 0 | 0 | 28864690
2038-02-01 | 0 | 347659 | 0.0090992 | 0 | 0 | 0 | 0 | 0 | 0 | 0 | 0 | 0 | 0 | 0 | 0 | 347659
2038-03-01 | 3350619 | 9791264 | 7588790 | 6800342 | 999875 | 6110654 | 2368876 | 12302811 | 307962 | 0 | 2168730 | 3993470 | 2089106 | 0 | 6081200 | 63953699
2038-04-01 | 321634 | 4900707 | 2260221 | 798223 | 999850 | 1312200 | 241715 | 14914718 | 669.729 | 0 | 7823.33 | 6083300 | 0 | 0 | 243070 | 32084130
2038-05-01 | 298791 | 6296119 | 4488040 | 1610844 | 10538.4 | 61339.6 | 0 | 3970115 | 0 | 0 | 0 | 4291370 | 1791927 | 0 | 3207.5 | 22822292
2038-06-01 | 280294 | 839660 | 233099 | 1510343 | 2008.86 | 58769.1 | 0 | 8384950 | 0 | 0 | 301.73 | 4000400 | 2082318 | 0 | 3487.6 | 17395631
2038-07-01 | 101405 | 256676 | 225861 | 1505052 | 4885.84 | 56650.7 | 0 | 8160315 | 0 | 0 | 0 | 5005770 | 1077475 | 0 | 45.446 | 16394136
2038-08-01 | 0 | 593419 | 0 | 797529 | 0 | 0 | 0 | 3800915 | 0 | 0 | 0 | 3973270 | 2109431 | 0 | 0 | 11274564
2038-09-01 | 0 | 2077607 | 1249792 | 0 | 0 | 0 | 0 | 0 | 0 | 0 | 0 | 0 | 199863 | 0 | 0 | 3527261
2038-10-01 | 855606 | 5396247 | 3453529 | 775740 | 0 | 160768 | 1850252 | 0 | 335.529 | 0 | 0.029843 | 2967370 | 1456021 | 0 | 0 | 16915869
2038-11-01 | 210466 | 3257094 | 3156356 | 25738.9 | 0 | 50239 | 1427974 | 0 | 5967.22 | 0 | 0.0053458 | 2572200 | 1038480 | 0 | 0 | 11744516
2038-12-01 | 1513507 | 1401411 | 1411198 | 4309770 | 1000000 | 3203660 | 791616 | 3148415 | 992164 | 0 | 3257060 | 1255370 | 147327 | 0 | 134900 | 22566398
2039-01-01 | 0 | 31241.7 | 0 | 3633117 | 1000000 | 323452 | 1454519 | 9654665 | 3072110 | 0 | 588442 | 3565170 | 1032988 | 0 | 3087713 | 27443417
2039-02-01 | 2774629 | 5994773 | 4717687 | 769910 | 0 | 5847233 | 828585 | 1671967 | 0 | 0 | 1181040 | 1522160 | 211076 | 0 | 6000964 | 31520026
2039-03-01 | 571284 | 7850.28 | 0 | 5932735 | 604081 | 0 | 2382025 | 12330562 | 685573 | 0 | 28343.1 | 669970 | 1042462 | 0 | 0 | 24254886
2039-04-01 | 647109 | 5929332 | 4630990 | 1609329 | 18474 | 5560168 | 233836 | 3503250 | 19341 | 0 | 37713 | 5064000 | 0 | 0 | 334930 | 27588473
2039-05-01 | 808750 | 3361222 | 1676620 | 838704 | 7745.3 | 641812 | 0 | 7708515 | 4356.46 | 0 | 7506.5 | 4363670 | 1719597 | 0 | 60729 | 21199227
2039-06-01 | 229892 | 3603533 | 1719525 | 1550303 | 15055.8 | 52448.2 | 0 | 8157850 | 56.274 | 0 | 84.216 | 3950800 | 2131941 | 0 | 849.54 | 21412337
2039-07-01 | 107207 | 462501 | 218098 | 2223725 | 7796.38 | 50700.4 | 0 | 7319815 | 15.7457 | 0 | 36.779 | 4716470 | 1366804 | 0 | 147.65 | 16473317
2039-08-01 | 0 | 127789 | 0 | 755657 | 0 | 0 | 0 | 4670015 | 0 | 0 | 0 | 3946770 | 2135915 | 0 | 0 | 11636146
2039-09-01 | 0 | 2399863 | 1292483 | 0 | 0 | 0 | 0 | 0 | 0 | 0 | 0 | 0 | 110422 | 0 | 0 | 3802768
2039-10-01 | 604288 | 2702368 | 1954139 | 581281 | 1000000 | 4059679 | 853105 | 2100172 | 450106 | 0 | 1496570 | 185870 | 320076 | 0 | 609218 | 16916872
2039-11-01 | 0 | 4109864 | 3822009 | 1730411 | 1000000 | 2794117 | 672167 | 3098030 | 663957 | 0 | 0 | 2259700 | 1051514 | 0 | 0 | 21201769
2039-12-01 | 971866 | 299436 | 0 | 627021 | 304858 | 306494 | 823415 | 6201206 | 869023 | 0 | 0 | 4042370 | 501553 | 0 | 0 | 14947243
2040-01-01 | 540191 | 5168646 | 2983073 | 3557506 | 10586.5 | 3513456 | 1887512 | 9732215 | 0 | 0 | 588670 | 1235770 | 1044791 | 0 | 4771700 | 35034116
2040-02-01 | 2196074 | 1536694 | 387650 | 6080581 | 5197.95 | 345012 | 823019 | 1668320 | 260803 | 0 | 23053 | 4762160 | 440712 | 0 | 297200 | 18826476
2040-03-01 | 153842 | 120981 | 0 | 6733694 | 999875 | 50484.5 | 2398719 | 25314086 | 1547.76 | 0 | 82.7195 | 3974070 | 2108629 | 0 | 2157.1 | 41858166
2040-04-01 | 1368691 | 2802353 | 2751550 | 793083 | 999650 | 46192.5 | 238773 | 3665582 | 360476 | 0 | 94475.8 | 1502400 | 0 | 0 | 3148300 | 17771526
2040-05-01 | 294282 | 264840 | 428995 | 1604688 | 0.055355 | 108345 | 0 | 3992015 | 94857.3 | 0 | 505.27 | 4093570 | 1988394 | 0 | 0 | 12870491
2040-06-01 | 150989 | 30.1 | 114020 | 32802.9 | 0.0047765 | 44858.9 | 0 | 0 | 295.808 | 0 | 0 | 3962000 | 2120654 | 0 | 0 | 6425650
2040-07-01 | 142262 | 27.5 | 109895 | 19460.3 | 0.060501 | 42571.7 | 0 | 0 | 24.8868 | 0 | 0 | 5142970 | 939617 | 0 | 0 | 6396828
2040-08-01 | 0 | 26.53 | 107455 | 17673.1 | 0 | 0 | 0 | 0 | 0 | 0 | 0 | 4011370 | 2071331 | 0 | 0 | 6207856
2040-09-01 | 0 | 29.6 | 106900 | 0 | 0 | 0 | 0 | 0 | 0 | 0 | 0 | 55700 | 226488 | 0 | 0 | 389118
2040-10-01 | 406683 | 74.5 | 199945 | 1375350 | 0.048 | 212443 | 778186 | 0 | 17495.6 | 0 | 0 | 2164570 | 1455576 | 0 | 419.94 | 6610742
2040-11-01 | 118237 | 61.9 | 146900 | 426502 | 0 | 70425 | 1670075 | 0 | 648.238 | 0 | 0.017294 | 0 | 8463.77 | 0 | 0 | 2441312
2040-12-01 | 1957798 | 463084 | 5631592 | 4127093 | 13921.8 | 14947600 | 973994 | 5105715 | 3027724 | 0 | 898600 | 1714770 | 675441 | 0 | 9251600 | 48788933
2041-01-01 | 0 | 1544301 | 1553406 | 4714609 | 5135.76 | 441389 | 0 | 2485615 | 0 | 0 | 4221900 | 3924670 | 1054853 | 0 | 0 | 19945878
2041-02-01 | 2231403 | 6255741 | 3318994 | 6157397 | 14382.4 | 2807735 | 2985910 | 11086820 | 166738 | 0 | 175720 | 3802260 | 286492 | 0 | 942600 | 40232192
2041-03-01 | 277153 | 9584942 | 5113636 | 6637161 | 4.9973 | 170710 | 2363463 | 11257015 | 102298 | 0 | 0 | 3666370 | 1079348 | 0 | 0 | 40252101
2041-04-01 | 169017 | 2888140 | 4520861 | 45440 | 0.0063327 | 44968.7 | 228622 | 0 | 1035.71 | 0 | 0 | 4847700 | 1068374 | 0 | 0 | 13814158
2041-05-01 | 158493 | 6576507 | 3126327 | 22471.6 | 0.016328 | 41808.4 | 0 | 0 | 2.0659 | 0 | 0 | 4337270 | 1745338 | 0 | 0 | 16008217
2041-06-01 | 150977 | 3561764 | 1656523 | 26070.9 | 0.017866 | 40845.1 | 0 | 0 | 0 | 0 | 0 | 3987700 | 2095017 | 0 | 0 | 11518897
2041-07-01 | 142683 | 260026 | 232117 | 17192.8 | 0.063393 | 39570.2 | 0 | 0 | 126.313 | 0 | 0 | 4833870 | 1248696 | 0 | 0 | 6774281
2041-08-01 | 0 | 592791 | 0 | 103838 | 0 | 0 | 0 | 0 | 0 | 0 | 0 | 3981570 | 2101074 | 0 | 0 | 6779273
2041-09-01 | 0 | 1990160 | 420270 | 0 | 0 | 0 | 0 | 0 | 0 | 0 | 0 | 1605300 | 1045765 | 0 | 0 | 5061495
2041-10-01 | 462615 | 62.2 | 155145 | 39980 | 0 | 664617 | 1734778 | 0 | 1205.96 | 0 | 0.0017576 | 2176670 | 1071657 | 0 | 0 | 6306730
2041-11-01 | 266874 | 120.7 | 392090 | 217213 | 0 | 60423.2 | 1210009 | 0 | 259344 | 0 | 0.028727 | 107100 | 1040323 | 0 | 0 | 3553498
2041-12-01 | 2131920 | 4522293 | 5122740 | 4518708 | 1000000 | 12982600 | 227566 | 4693656 | 734415 | 0 | 883368 | 2693370 | 0 | 0 | 0 | 39510636
2042-01-01 | 1772664 | 6183226 | 3001185 | 4115073 | 431705 | 239690 | 2054041 | 10621586 | 245955 | 0 | 198027 | 5049870 | 1033450 | 0 | 1006800 | 35953271
2042-02-01 | 542934 | 2977874 | 4590255 | 5608091 | 999900 | 281160 | 2020929 | 13324904 | 0 | 0 | 23605.8 | 2461560 | 622163 | 0 | 47238 | 33500613
2042-03-01 | 2834802 | 3773527 | 2159380 | 5812729 | 1000000 | 7543676 | 2942285 | 3390356 | 5218608 | 0 | 14838029 | 4216756 | 1028460 | 0 | 3773181 | 58531790
2042-04-01 | 0 | 2735877 | 1339389 | 0 | 0 | 0 | 0 | 513912 | 188780 | 0 | 0 | 0 | 0 | 0 | 0 | 4777959
2042-05-01 | 771472 | 6163593 | 4560806 | 1629352 | 15173.1 | 6384114 | 236672 | 7842515 | 45094.7 | 0 | 189390 | 4185770 | 1897530 | 0 | 1398400 | 35319883
2042-06-01 | 232718 | 611293 | 224585 | 1517916 | 13361.3 | 243030 | 0 | 8807450 | 202.829 | 0 | 441.04 | 3964200 | 2118491 | 0 | 4437.9 | 17738126
2042-07-01 | 100217 | 569855 | 218259 | 2323228 | 15254.9 | 41864 | 0 | 8270615 | 0 | 0 | 0 | 5149970 | 933289 | 0 | 0 | 17622550
2042-08-01 | 0 | 296831 | 0 | 0 | 0 | 0 | 0 | 3775615 | 0 | 0 | 0 | 3980670 | 2101997 | 0 | 0 | 10155113
2042-09-01 | 0 | 4280896 | 2476423 | 0 | 0 | 0 | 0 | 0 | 0 | 0 | 0 | 0 | 273634 | 0 | 0 | 7030952
2042-10-01 | 495013 | 3430896 | 1995415 | 1131841 | 6638.7 | 143572 | 791508 | 2446415 | 0.047627 | 0 | 4022.2 | 2823370 | 1671447 | 0 | 46612 | 14986750
2042-11-01 | 529417 | 2329677 | 1854216 | 1041697 | 11007.1 | 4086010 | 0 | 4242650 | 0 | 0 | 875220 | 1441600 | 8347.27 | 0 | 0 | 16419841
2042-12-01 | 0 | 2819.18 | 0 | 0 | 0 | 0 | 0 | 0 | 0 | 0 | 0 | 503370 | 278439 | 0 | 6019100 | 6803728
2043-01-01 | 0 | 5719997 | 3142729 | 677247 | 557525 | 0 | 552539 | 11454015 | 419046 | 0 | 0 | 3980270 | 1030211 | 0 | 2066700 | 29600278
2043-02-01 | 2838863 | 1143261 | 2243669 | 4985675 | 6848.97 | 4867749 | 2959334 | 808850 | 461946 | 0 | 180860 | 1879860 | 375112 | 0 | 1666900 | 24418928
2043-03-01 | 0 | 5745626 | 3684284 | 813770 | 1000000 | 602599 | 0 | 11106671 | 657309 | 0 | 27619.4 | 3806070 | 1037806 | 0 | 1791482 | 30273236
2043-04-01 | 625380 | 4676462 | 420463 | 6680034 | 1000000 | 5440566 | 2296934 | 3562693 | 260790 | 0 | 139038 | 4108900 | 1058598 | 0 | 5941060 | 36210917
2043-05-01 | 802441 | 27.9 | 117685 | 1664695 | 9925.07 | 3280570 | 224247 | 7748915 | 3242.18 | 0 | 55592 | 4110870 | 1971667 | 0 | 440410 | 20430287
2043-06-01 | 218600 | 41.6 | 208460 | 1552267 | 13011.8 | 153729 | 0 | 8577350 | 5940.52 | 0 | 113890 | 5058600 | 1024664 | 0 | 370990 | 17297543
2043-07-01 | 102255 | 25.04 | 98945 | 1513984 | 4368.95 | 40684.9 | 0 | 11205015 | 119.773 | 0 | 1199.1 | 4522870 | 1560404 | 0 | 22955 | 19072825
2043-08-01 | 0 | 29.34 | 96575 | 765174 | 0 | 0 | 0 | 811615 | 0 | 0 | 0 | 3990270 | 2092374 | 0 | 0 | 7756038
2043-09-01 | 0 | 26.29 | 96050 | 0 | 0 | 0 | 0 | 0 | 0 | 0 | 0 | 1941400 | 1164477 | 0 | 0 | 3201953
2043-10-01 | 615329 | 2900495 | 5003215 | 621836 | 7711.67 | 2847239 | 543567 | 3056315 | 0 | 0 | 1563100 | 0 | 1387.23 | 0 | 1305400 | 18465596
2043-11-01 | 919766 | 5427.26 | 295827 | 0 | 1000000 | 6696366 | 832494 | 5378879 | 746972 | 0 | 0 | 1627000 | 1038857 | 0 | 0 | 18541588
2043-12-01 | 0 | 794396 | 1459077 | 1052563 | 0 | 0 | 0 | 4081092 | 0 | 0 | 3994710 | 3859070 | 214108 | 0 | 0 | 15455016
2044-01-01 | 1664943 | 4885008 | 3430656 | 4716879 | 4892.24 | 5397562 | 224081 | 10988015 | 180635 | 0 | 96023 | 1563870 | 1034201 | 0 | 456760 | 34643526
2044-02-01 | 533055 | 3843901 | 2480308 | 0 | 5866.94 | 0 | 2561761 | 3873520 | 3941780 | 0 | 1582100 | 3247360 | 633625 | 0 | 7662000 | 30365276
2044-03-01 | 2759673 | 6068195 | 5064781 | 6608885 | 999875 | 5662994 | 2270190 | 11240931 | 1456920 | 0 | 53260.6 | 4383670 | 1041770 | 0 | 1322000 | 48933144
2044-04-01 | 616731 | 3102546 | 2603439 | 797680 | 9749.61 | 788508 | 226146 | 3586450 | 333429 | 0 | 178680 | 4186900 | 1063658 | 0 | 1875100 | 19369016
2044-05-01 | 98256.4 | 3075792 | 2695950 | 812877 | 8006.76 | 2131968 | 0 | 4667915 | 99993.6 | 0 | 24666 | 3804270 | 1053801 | 0 | 365490 | 18838986
2044-06-01 | 220973 | 3520452 | 1664133 | 1493436 | 13586.9 | 45230 | 0 | 8242750 | 711.357 | 0 | 21741 | 3970000 | 2112689 | 0 | 382050 | 21687752
2044-07-01 | 95083.6 | 447249 | 230372 | 1492299 | 2382.9 | 55980.4 | 0 | 8425315 | 0 | 0 | 11316 | 4943670 | 1139631 | 0 | 121400 | 16964698
2044-08-01 | 0 | 320784 | 0 | 773893 | 0 | 0 | 0 | 3875315 | 0 | 0 | 0 | 3953870 | 2128850 | 0 | 0 | 11052713
2044-09-01 | 0 | 1615360 | 420160 | 0 | 0 | 0 | 0 | 0 | 0 | 0 | 0 | 773300 | 489020 | 0 | 0 | 3297840
2044-10-01 | 1015662 | 43377.3 | 433995 | 1143907 | 3769.57 | 551794 | 762809 | 3222115 | 46042.4 | 0 | 781350 | 861370 | 647170 | 0 | 3932300 | 13445661
2044-11-01 | 0 | 2754.32 | 2607797 | 1070278 | 3449.93 | 2277680 | 819861 | 4190050 | 595700 | 0 | 0 | 2106100 | 1048176 | 0 | 0 | 14721847
2044-12-01 | 0 | 4596617 | 2242369 | 0 | 0 | 0 | 0 | 2529915 | 0 | 0 | 0 | 3037370 | 311179 | 0 | 0 | 12717450
2045-01-01 | 2380336 | 2721886 | 3018059 | 3973253 | 1000000 | 5370802 | 2301522 | 9807715 | 321577 | 0 | 75084.4 | 2579570 | 1049547 | 0 | 201610 | 34800961
2045-02-01 | 0 | 5640373 | 2452579 | 5034203 | 0 | 0 | 0 | 5647420 | 0 | 0 | 1509.43 | 991860 | 472323 | 0 | 629.56 | 20240898
2045-03-01 | 1013642 | 5821765 | 0 | 6467367 | 0.057384 | 666274 | 2047410 | 4501015 | 96737.5 | 0 | 474.21 | 3479570 | 1069235 | 0 | 13716 | 25177206
2045-04-01 | 137387 | 57.2 | 114480 | 110410 | 0 | 3703604 | 222642 | 0 | 9841.63 | 0 | 0.010193 | 5037300 | 1045261 | 0 | 0 | 10380983
2045-05-01 | 123449 | 59.17 | 96035 | 22321 | 0.0098152 | 40075.8 | 225562 | 0 | 39.1825 | 0 | 0 | 4231370 | 1851279 | 0 | 0 | 6590190
2045-06-01 | 118737 | 23.04 | 97300 | 565490 | 0.063267 | 41416.1 | 0 | 0 | 670.121 | 0 | 0 | 3994300 | 2088370 | 0 | 0 | 6906306
2045-07-01 | 111719 | 91947.8 | 0 | 27191.6 | 0.05984 | 38011 | 0 | 0 | 0 | 0 | 0 | 5063370 | 1019197 | 0 | 0 | 6351436
2045-08-01 | 0 | 25 | 105115 | 163977 | 0 | 0 | 0 | 0 | 0 | 0 | 0 | 3957170 | 2125518 | 0 | 0 | 6351805
2045-09-01 | 0 | 24.84 | 88260 | 0 | 0 | 0 | 0 | 0 | 0 | 0 | 0 | 2652900 | 220333 | 0 | 0 | 2961518
2045-10-01 | 397304 | 10014.3 | 433925 | 1378993 | 23.0557 | 260883 | 844715 | 0 | 78350.2 | 0 | 0 | 0 | 1483406 | 0 | 0 | 4887614
2045-11-01 | 524478 | 967761 | 211420 | 2483536 | 0 | 392099 | 1562629 | 0 | 509339 | 0 | 0.04168 | 2459900 | 1052304 | 0 | 0 | 10163465
2045-12-01 | 1694597 | 3246570 | 5190965 | 728912 | 1000000 | 5973850 | 0 | 6794315 | 0 | 0 | 0 | 2338670 | 0 | 0 | 0 | 26967879
2046-01-01 | 0 | 1181178 | 1393220 | 0 | 400895 | 0 | 0 | 0 | 0 | 0 | 0 | 1708436 | 0 | 0 | 0 | 4683729
2046-02-01 | 0 | 153858 | 738199 | 5255722 | 0 | 506821 | 0 | 2506219 | 1723962 | 0 | 90471.3 | 1995945 | 456233 | 0 | 0 | 13427430
2046-03-01 | 2824794 | 6187817 | 3725235 | 6568764 | 999875 | 5750445 | 2207806 | 11081686 | 75227.4 | 0 | 28.7998 | 5023870 | 1059457 | 0 | 2317200 | 47822204
2046-04-01 | 574008 | 8548692 | 5171314 | 813167 | 999850 | 1779000 | 2010787 | 11308954 | 396721 | 0 | 105996 | 3963500 | 1098498 | 0 | 9088100 | 45858586
2046-05-01 | 305414 | 3295996 | 2999438 | 1655530 | 1000000 | 170581 | 224459 | 7663015 | 28918.3 | 0 | 228866 | 4201070 | 1882232 | 0 | 2131200 | 25786719
2046-06-01 | 197738 | 3480309 | 1671923 | 775177 | 7076.95 | 41973.6 | 0 | 8532550 | 86.9045 | 0 | 1324.8 | 5047900 | 1035395 | 0 | 16843 | 20808297
2046-07-01 | 125466 | 498488 | 223243 | 2292163 | 61.2033 | 40382.6 | 0 | 8179915 | 151.974 | 0 | 340.46 | 4579070 | 1504195 | 0 | 2251.7 | 17445728
2046-08-01 | 0 | 392827 | 0 | 16722.4 | 0 | 0 | 0 | 0 | 0 | 0 | 0 | 4016170 | 2066485 | 0 | 0 | 6492205
2046-09-01 | 0 | 2212661 | 2554179 | 0 | 0 | 0 | 0 | 0 | 0 | 0 | 0 | 133000 | 1186196 | 0 | 0 | 6086036
2046-10-01 | 658228 | 5243484 | 2145604 | 1102045 | 2.0432 | 443915 | 877218 | 550655 | 70326.7 | 0 | 11559 | 2077270 | 2177.05 | 0 | 5198.7 | 13187684
2046-11-01 | 822282 | 635900 | 2813220 | 2438464 | 1759.22 | 3934250 | 743954 | 3688850 | 1583120 | 0 | 2940100 | 346900 | 1034666 | 0 | 0 | 20983466
2046-12-01 | 1994334 | 3576204 | 1459610 | 0 | 3893.64 | 0 | 0 | 3184015 | 739539 | 0 | 0 | 5201070 | 573667 | 0 | 5994800 | 22727132
2047-01-01 | 0 | 1579056 | 1475046 | 652608 | 999875 | 4956800 | 2166054 | 10420513 | 78386.8 | 0 | 0 | 1706270 | 1078606 | 0 | 0 | 25113215
2047-02-01 | 0 | 3781997 | 2914122 | 5457817 | 999900 | 0 | 814092 | 1634248 | 68323.9 | 0 | 622899 | 3784060 | 454968 | 0 | 0 | 20532428
2047-03-01 | 2230798 | 8027577 | 5283639 | 6376145 | 999875 | 1510300 | 2189715 | 12012400 | 1247.63 | 0 | 338356 | 3562470 | 2107065 | 0 | 3789700 | 48429288
2047-04-01 | 153919 | 5710534 | 1556650 | 815212 | 1000000 | 387263 | 220682 | 14427950 | 0 | 0 | 147791 | 4032700 | 0 | 0 | 8942500 | 37395200
2047-05-01 | 152368 | 75.2 | 215695 | 1643650 | 0.031101 | 223727 | 217173 | 2867215 | 6982.19 | 0 | 219.05 | 4278870 | 1803841 | 0 | 2932.3 | 11412748
2047-06-01 | 138679 | 58.67 | 93320 | 111476 | 0.0060837 | 44019.8 | 0 | 0 | 134.756 | 0 | 0 | 4001900 | 2080836 | 0 | 0 | 6470423
2047-07-01 | 130788 | 89225.4 | 0 | 30530.5 | 0.018333 | 37465 | 0 | 0 | 0 | 0 | 0 | 5088670 | 993890 | 0 | 0 | 6370569
2047-08-01 | 0 | 40.3 | 196405 | 255069 | 0 | 0 | 0 | 0 | 0 | 0 | 0 | 3992670 | 2089995 | 0 | 0 | 6534178
2047-09-01 | 0 | 25.6 | 98620 | 0 | 0 | 0 | 0 | 0 | 0 | 0 | 0 | 0 | 226539 | 0 | 0 | 325185
2047-10-01 | 359362 | 62.2 | 88845 | 1172407 | 2.2586 | 235168 | 1102986 | 458385 | 2029.5 | 0 | 15077 | 2974970 | 1525926 | 0 | 7017.6 | 7942239
2047-11-01 | 1769168 | 1153794 | 4842124 | 1927799 | 1000000 | 5389090 | 899458 | 4317150 | 0 | 0 | 4113752 | 0 | 8380.17 | 0 | 8932900 | 34353615
2047-12-01 | 0 | 867722 | 434025 | 3193450 | 1000000 | 434764 | 817166 | 2467415 | 0 | 0 | 0 | 2566370 | 576144 | 0 | 177490 | 12534545
2048-01-01 | 1825293 | 133556 | 433995 | 710051 | 398088 | 407630 | 1322135 | 7378115 | 3474.32 | 0 | 300822 | 3579870 | 1024660 | 0 | 0 | 17517688
2048-02-01 | 395413 | 423167 | 0 | 4688642 | 999700 | 1790700 | 2895990 | 5547320 | 18444 | 0 | 883099 | 3770360 | 386981 | 0 | 5994300 | 27794116
2048-03-01 | 135742 | 99955.4 | 2355 | 6326975 | 999875 | 126280 | 2196948 | 18265370 | 15177 | 0 | 532718 | 3914870 | 2167831 | 0 | 4031400 | 38815497
2048-04-01 | 126239 | 112170 | 0 | 806482 | 0.0076193 | 141930 | 220059 | 4196950 | 187.851 | 0 | 75.706 | 5183400 | 0 | 0 | 6395.7 | 10793889
2048-05-01 | 124802 | 114770 | 0 | 1420587 | 0.097121 | 164180 | 215272 | 0 | 4011.08 | 0 | 0 | 4359170 | 1723495 | 0 | 0 | 8126288
2048-06-01 | 114429 | 84255.8 | 0 | 118778 | 0.043094 | 39484 | 0 | 0 | 75.7135 | 0 | 0 | 3992500 | 2090240 | 0 | 0 | 6439763
2048-07-01 | 108032 | 78435.1 | 0 | 40227.4 | 0.057052 | 33809 | 0 | 0 | 0 | 0 | 0 | 4742470 | 1340175 | 0 | 0 | 6343148
2048-08-01 | 0 | 27.54 | 75575 | 66110.2 | 0 | 0 | 0 | 0 | 0 | 0 | 0 | 3935770 | 2146929 | 0 | 0 | 6224412
2048-09-01 | 0 | 51.3 | 310800 | 0 | 0 | 0 | 0 | 0 | 0 | 0 | 0 | 2289600 | 1141838 | 0 | 0 | 3742290
2048-10-01 | 589529 | 568931 | 2170315 | 550199 | 1000000 | 2084015 | 615373 | 2019215 | 98812.4 | 0 | 90664.9 | 0 | 1401.71 | 0 | 0 | 9788456
2048-11-01 | 966153 | 2614085 | 3762882 | 1907893 | 13626 | 6982380 | 826901 | 86240 | 504651 | 0 | 0 | 0 | 1045700 | 0 | 0 | 18710511
2048-12-01 | 856467 | 1398764 | 2221787 | 3250190 | 8515.56 | 476670 | 1097321 | 6681215 | 169722 | 0 | 808200 | 1331570 | 0 | 0 | 179240 | 18479661
2049-01-01 | 1204107 | 1397073 | 2080560 | 630151 | 918106 | 4189360 | 0 | 6200315 | 1547410 | 0 | 590880 | 4962170 | 1046057 | 0 | 3997200 | 28763390
2049-02-01 | 0 | 332127 | 0.0048741 | 0 | 16262.2 | 0 | 0 | 796570 | 0 | 0 | 0 | 0 | 0 | 0 | 0 | 1144959
2049-03-01 | 2667014 | 5701991 | 3313132 | 5562726 | 0 | 578238 | 2200319 | 10646956 | 1425930 | 0 | 3376790 | 3662670 | 1049412 | 0 | 1309200 | 41494379
2049-04-01 | 565960 | 5892201 | 4524600 | 1640864 | 9600.42 | 5178429 | 215522 | 3532950 | 10500.1 | 0 | 98904.5 | 5050900 | 1032408 | 0 | 5200400 | 32953239
2049-05-01 | 511087 | 3722389 | 2947699 | 839878 | 8478.78 | 917108 | 0 | 7933015 | 4406.13 | 0 | 227.91 | 4333570 | 1749729 | 0 | 13599 | 22981188
2049-06-01 | 155780 | 3227324 | 1680473 | 1550264 | 8293.63 | 39821.3 | 0 | 8278050 | 68.8643 | 0 | 11548 | 3978300 | 2104393 | 0 | 508540 | 21542856
2049-07-01 | 129090 | 311601 | 220753 | 2358584 | 992221 | 39850 | 0 | 8063503 | 0 | 0 | 1702.46 | 4994370 | 1088885 | 0 | 42141 | 18242700
2049-08-01 | 0 | 573079 | 0 | 0 | 0 | 0 | 0 | 3851115 | 0 | 0 | 0 | 3905070 | 2177497 | 0 | 0 | 10506761
2049-09-01 | 0 | 2388370 | 1306251 | 0 | 0 | 0 | 0 | 0 | 0 | 0 | 0 | 2162300 | 242391 | 0 | 0 | 6099312
2049-10-01 | 422661 | 5569338 | 4844064 | 1582406 | 1000000 | 642682 | 1488909 | 3366515 | 2115.5 | 0 | 89838.5 | 2570070 | 1216802 | 0 | 637520 | 23432920
2049-11-01 | 120060 | 4165498 | 2314786 | 3198252 | 999850 | 36083.6 | 1215987 | 8691676 | 908.997 | 0 | 20352.3 | 300000 | 1071465 | 0 | 1225200 | 23360119
2049-12-01 | 1718669 | 258277 | 830462 | 3210134 | 1000000 | 15854300 | 213978 | 3057652 | 0 | 0 | 0 | 1631867 | 499532 | 0 | 0 | 28274871
2050-01-01 | 0 | 217112 | 0.090299 | 0 | 0 | 0 | 0 | 814612 | 0 | 0 | 0 | 596786 | 0 | 0 | 0 | 1628511
2050-02-01 | 0 | 254124 | 0.0097673 | 0 | 0 | 0 | 0 | 0 | 0 | 0 | 877410 | 0 | 554923 | 0 | 0 | 1686457
2050-03-01 | 2645948 | 5909584 | 3357217 | 6286321 | 593399 | 568236 | 0 | 11523391 | 117796 | 0 | 2341950 | 4104970 | 1042342 | 0 | 823760 | 39314914
2050-04-01 | 587932 | 2762091 | 2946108 | 812718 | 999850 | 5185118 | 2145792 | 3653298 | 7026.49 | 0 | 147102 | 4612700 | 1049503 | 0 | 3931800 | 28841037
2050-05-01 | 620088 | 3393111 | 1720387 | 812897 | 1000000 | 1366444 | 214402 | 4156115 | 7823.69 | 0 | 93589.8 | 4829870 | 1045320 | 0 | 704650 | 19964698
2050-06-01 | 220742 | 3787994 | 1779467 | 1558580 | 12079.5 | 62006.1 | 0 | 8072850 | 3742.53 | 0 | 5730.6 | 4009100 | 2073644 | 0 | 73946 | 21659882
2050-07-01 | 93408.5 | 293202 | 222821 | 2288259 | 7892.52 | 57981 | 0 | 8104015 | 5184.26 | 0 | 4072 | 4985970 | 1097290 | 0 | 0 | 17160096
2050-08-01 | 0 | 362825 | 0 | 0 | 0 | 0 | 0 | 3844815 | 0 | 0 | 0 | 3935470 | 2147235 | 0 | 0 | 10290345
2050-09-01 | 0 | 4625522 | 2500784 | 0 | 0 | 0 | 0 | 0 | 0 | 0 | 0 | 1874200 | 1156542 | 0 | 0 | 10157047
2050-10-01 | 453226 | 2894157 | 1813934 | 1018582 | 4887.01 | 211266 | 429967 | 1954515 | 43348.4 | 0 | 15690 | 0 | 1016.75 | 0 | 620880 | 9461470
2050-11-01 | 0 | 285014 | 1864406 | 2152226 | 1000000 | 1354140 | 818229 | 6859050 | 0 | 0 | 872604 | 1952600 | 1058961 | 0 | 8788800 | 27006031
2050-12-01 | 0 | 144199 | 0.025281 | 0 | 4408.66 | 8282092 | 0 | 364945 | 0 | 0 | 0 | 0 | 216174 | 0 | 0 | 9011818
2051-01-01 | 0 | 764218 | 0 | 0 | 10962.8 | 0 | 0 | 0 | 0 | 0 | 0 | 0 | 0 | 0 | 0 | 775181
2051-02-01 | 0 | 8779.85 | 862471 | 4950789 | 0 | 452944 | 0 | 1624820 | 0 | 0 | 0 | 1528660 | 302883 | 0 | 0 | 9731348
2051-03-01 | 0 | 15832 | 0 | 808222 | 0 | 0 | 0 | 788375 | 0 | 0 | 0 | 0 | 0 | 0 | 2552.2 | 1614982
2051-04-01 | 0 | 7240 | 0 | 0 | 0 | 0 | 0 | 7206650 | 0 | 0 | 0 | 0 | 0 | 0 | 0 | 7213890
2051-05-01 | 0 | 2194605 | 1310584 | 0 | 0 | 0 | 0 | 3197515 | 0 | 0 | 0 | 0 | 0 | 0 | 0 | 6702704
2051-06-01 | 0 | 11584.4 | 0 | 0 | 0 | 0 | 0 | 0 | 0 | 0 | 0 | 0 | 0 | 0 | 0 | 11584.4
2051-07-01 | 0 | 14460.1 | 0 | 0 | 0 | 0 | 0 | 0 | 0 | 0 | 0 | 0 | 474768 | 0 | 0 | 489228
2051-08-01 | 0 | 17454.5 | 0 | 0 | 0 | 0 | 0 | 0 | 0 | 0 | 0 | 0 | 0 | 0 | 0 | 17454.5
Sum | 200772835 | 861583388 | 622730549 | 647680447 | 84289059 | 492732915 | 230594846 | 1649914442 | 94317450 | 0 | 138892656 | 1142872928 | 388582731 | 0 | 340475231 | 6895439477

## SW Domestic
Transmission Link Flow
Scenario: WWR Increased Water Productivity, All months (12)
Cubic Meter
| "Transmission Link from Ahl Souss to Ait Baha" | "Transmission Link from Complexe Abdelmoumen Dkhika to Agadir" | "Transmission Link from Moulay Abdellah to Agadir" | "Transmission Link from Withdrawal Node 1 to AEP_SEl Guerdane" | "Transmission Link from Youssef Ben Tachefine to Lakhssass" | "Transmission Link from Youssef Ben Tachefine to Sidi Ifni" | "Transmission Link from Youssef Ben Tachefine to Tafraout" | "Transmission Link from Youssef Ben Tachefine to Tiznit" | Sum
2018-09-01 | 18058.4 | 0 | 3717666 | 32418 | 12600 | 60656 | 19886.4 | 308982 | 4170266
2018-10-01 | 18660.4 | 0 | 3841588 | 33498.8 | 13020 | 62677.9 | 20549.3 | 319281 | 4309276
2018-11-01 | 18058.4 | 0 | 3717666 | 32418 | 12600 | 60656 | 19886.4 | 308982 | 4170266
2018-12-01 | 18660.4 | 0 | 3841588 | 33498.8 | 13020 | 62677.9 | 20549.3 | 319281 | 4309276
2019-01-01 | 18660.4 | 0 | 3841588 | 33498.8 | 13020 | 62677.9 | 20549.3 | 319281 | 4309276
2019-02-01 | 16854.5 | 0 | 3469821 | 30257 | 11760 | 56612.3 | 18560.7 | 288383 | 3892249
2019-03-01 | 18660.4 | 0 | 3841588 | 33498 | 13020 | 62677.9 | 20549.3 | 319281 | 4309275
2019-04-01 | 18058.4 | 0 | 3717666 | 32418 | 12600 | 60656 | 19886.4 | 308982 | 4170266
2019-05-01 | 18660.4 | 1865.05 | 3839723 | 33498 | 13020 | 62677.9 | 20549.3 | 319281 | 4309275
2019-06-01 | 18058.4 | 0 | 3717666 | 32418 | 12600 | 60656 | 19886.4 | 308982 | 4170266
2019-07-01 | 18660.4 | 726.727 | 3840861 | 26653 | 13020 | 62677.9 | 20549.3 | 319281 | 4302430
2019-08-01 | 18660.4 | 5852.81 | 3835735 | 162.96 | 13020 | 62677.9 | 20549.3 | 319281 | 4275940
2019-09-01 | 18374 | 6295.92 | 3350770 | 33368 | 12776.4 | 61505.2 | 20394.9 | 319361 | 3822846
2019-10-01 | 18986.5 | 0 | 3468968 | 34480 | 13202.3 | 63555.4 | 21074.7 | 330006 | 3950274
2019-11-01 | 18374 | 424.747 | 3356641 | 33368 | 12776.4 | 61505.2 | 20394.9 | 319361 | 3822846
2019-12-01 | 18986.5 | 0 | 3468968 | 34480 | 13202.3 | 63555.4 | 21074.7 | 330006 | 3950274
2020-01-01 | 18986.5 | 3200.98 | 3465726 | 34480 | 13202.3 | 63555.4 | 21074.7 | 330006 | 3950232
2020-02-01 | 17149.1 | 0 | 3133266 | 31143.8 | 11924.7 | 57404.9 | 19035.2 | 298070 | 3567994
2020-03-01 | 18986.5 | 0 | 3468968 | 34480.6 | 13202.3 | 63555.4 | 21074.7 | 330006 | 3950274
2020-04-01 | 18374 | 0 | 3357066 | 33368.4 | 12776.4 | 61505.2 | 20394.9 | 319361 | 3822846
2020-05-01 | 18986.5 | 11608.3 | 3457319 | 34480 | 13202.3 | 63555.4 | 21074.7 | 330006 | 3950232
2020-06-01 | 18374 | 5288 | 3351722 | 33368 | 12776.4 | 61505.2 | 20394.9 | 319361 | 3822789
2020-07-01 | 18986.5 | 4.625 | 3468975 | 34480 | 13202.3 | 63555.4 | 21074.7 | 330006 | 3950285
2020-08-01 | 18986.5 | 9639.6 | 3459350 | 34480 | 13202.3 | 63555.4 | 21074.7 | 330006 | 3950295
2020-09-01 | 18561.6 | 0 | 0 | 34062 | 12955.3 | 62366.3 | 20819.3 | 327754 | 476519
2020-10-01 | 19180.3 | 0 | 0 | 35198 | 13387.2 | 64445.2 | 21513.3 | 338679 | 492403
2020-11-01 | 18561.6 | 0 | 91.3265 | 34062 | 12955.3 | 62366.3 | 20819.3 | 327754 | 476610
2020-12-01 | 19180.3 | 0 | 0 | 35198 | 13387.2 | 64445.2 | 21513.3 | 338679 | 492403
2021-01-01 | 19180.3 | 0 | 0 | 35198 | 13387.2 | 64445.2 | 21513.3 | 338679 | 492403
2021-02-01 | 17324.2 | 0 | 78.5714 | 31791 | 12091.6 | 58208.5 | 19431.3 | 305904 | 444829
2021-03-01 | 19180.3 | 0 | 0 | 35198.3 | 13387.2 | 64445.2 | 21513.3 | 338679 | 492403
2021-04-01 | 18561.6 | 0 | 91.3265 | 34062 | 12955.3 | 62366.3 | 20819.3 | 327754 | 476610
2021-05-01 | 19180.3 | 0 | 47.7041 | 12649 | 13387.2 | 64445.2 | 21513.3 | 338679 | 469902
2021-06-01 | 18561.6 | 0 | 91.3265 | 122.22 | 12955.3 | 62366.3 | 20819.3 | 327754 | 442670
2021-07-01 | 19180.3 | 0 | 47.7041 | 61.929 | 13387.2 | 64445.2 | 21513.3 | 338679 | 457315
2021-08-01 | 19180.3 | 0 | 47.7041 | 40.756 | 13387.2 | 64445.2 | 21513.3 | 338679 | 457294
2021-09-01 | 18749.2 | 0 | 26.5306 | 34757 | 13136.7 | 63239.4 | 21243.7 | 336147 | 487300
2021-10-01 | 19374.2 | 0 | 0 | 7.5379 | 13574.6 | 65347.4 | 21951.8 | 347352 | 467608
2021-11-01 | 18749.2 | 0 | 0 | 23.588 | 13136.7 | 63239.4 | 21243.7 | 336147 | 452540
2021-12-01 | 19374.2 | 0 | 0 | 8.9968 | 13574.6 | 65347.4 | 21951.8 | 347352 | 467609
2022-01-01 | 19374.2 | 0 | 54.0816 | 35915 | 13574.6 | 65347.4 | 21951.8 | 347352 | 503569
2022-02-01 | 17499.3 | 0 | 71.4286 | 32440.2 | 12260.9 | 59023.5 | 19827.5 | 313737 | 454860
2022-03-01 | 19374.2 | 0 | 0 | 35915.9 | 13574.6 | 65347.4 | 21951.8 | 347352 | 503516
2022-04-01 | 18749.2 | 0 | 26.5306 | 34757 | 13136.7 | 63239.4 | 21243.7 | 336147 | 487300
2022-05-01 | 19374.2 | 0 | 0 | 35915.9 | 13574.6 | 65347.4 | 21951.8 | 347352 | 503516
2022-06-01 | 18749.2 | 0 | 26.5306 | 34757 | 13136.7 | 63239.4 | 21243.7 | 336147 | 487300
2022-07-01 | 19374.2 | 0 | 54.0816 | 35915 | 13574.6 | 65347.4 | 21951.8 | 347352 | 503569
2022-08-01 | 19374.2 | 0 | 54.0816 | 35915 | 13574.6 | 65347.4 | 21951.8 | 347352 | 503569
2022-09-01 | 18936.8 | 0 | 61.7347 | 35451 | 13320.6 | 64124.8 | 21668.1 | 344540 | 498103
2022-10-01 | 19568 | 0 | 0 | 36633 | 13764.6 | 66262.3 | 22390.4 | 356025 | 514643
2022-11-01 | 18936.8 | 0 | 0 | 35451 | 13320.6 | 64124.8 | 21668.1 | 344540 | 498042
2022-12-01 | 19568 | 0 | 60.4592 | 36633 | 13764.6 | 66262.3 | 22390.4 | 356025 | 514704
2023-01-01 | 19568 | 0 | 0 | 36633 | 13764.6 | 66262.3 | 22390.4 | 356025 | 514643
2023-02-01 | 17674.4 | 0 | 0 | 33088 | 12432.6 | 59849.8 | 20223.6 | 321571 | 464839
2023-03-01 | 19568 | 0 | 0 | 9356 | 13764.6 | 66262.3 | 22390.4 | 356025 | 487366
2023-04-01 | 18936.8 | 0 | 0 | 196.96 | 13320.6 | 64124.8 | 21668.1 | 344540 | 462788
2023-05-01 | 19568 | 0 | 0 | 289.23 | 13764.6 | 66262.3 | 22390.4 | 356025 | 478300
2023-06-01 | 18936.8 | 0 | 0 | 89.212 | 13320.6 | 64124.8 | 21668.1 | 344540 | 462680
2023-07-01 | 19568 | 0 | 0 | 56.771 | 13764.6 | 66262.3 | 22390.4 | 356025 | 478067
2023-08-01 | 19568 | 0 | 0 | 96.581 | 13764.6 | 66262.3 | 22390.4 | 356025 | 478107
2023-09-01 | 19124.4 | 0 | 0 | 36146 | 13507.1 | 65022.5 | 22092.6 | 352933 | 508826
2023-10-01 | 19761.9 | 0 | 0 | 71.486 | 13957.3 | 67189.9 | 22829 | 364698 | 488508
2023-11-01 | 19124.4 | 0 | 0 | 36146 | 13507.1 | 65022.5 | 22092.6 | 352933 | 508826
2023-12-01 | 19761.9 | 0 | 66.8367 | 37351 | 13957.3 | 67189.9 | 22829 | 364698 | 525854
2024-01-01 | 19761.9 | 0 | 0 | 37351 | 13957.3 | 67189.9 | 22829 | 364698 | 525787
2024-02-01 | 17849.5 | 0 | 0 | 33736 | 12606.6 | 60687.7 | 20619.7 | 329405 | 474904
2024-03-01 | 19761.9 | 0 | 0 | 277.5 | 13957.3 | 67189.9 | 22829 | 364698 | 488714
2024-04-01 | 19124.4 | 0 | 96.9388 | 15.538 | 13507.1 | 65022.5 | 22092.6 | 352933 | 472793
2024-05-01 | 19761.9 | 0 | 66.8367 | 426.62 | 13957.3 | 67189.9 | 22829 | 364698 | 488930
2024-06-01 | 19124.4 | 0 | 96.9388 | 122.14 | 13507.1 | 65022.5 | 22092.6 | 352933 | 472899
2024-07-01 | 19761.9 | 0 | 66.8367 | 372.36 | 13957.3 | 67189.9 | 22829 | 364698 | 488875
2024-08-01 | 19761.9 | 0 | 66.8367 | 25.03 | 13957.3 | 67189.9 | 22829 | 364698 | 488528
2024-09-01 | 19312 | 0 | 32.1429 | 36840 | 13696.2 | 65932.8 | 22517 | 361327 | 519657
2024-10-01 | 19955.7 | 0 | 0 | 9.655 | 14152.7 | 68130.6 | 23267.5 | 373371 | 498887
2024-11-01 | 19312 | 0 | 0 | 36840 | 13696.2 | 65932.8 | 22517 | 361327 | 519625
2024-12-01 | 19955.7 | 0 | 0 | 38068 | 14152.7 | 68130.6 | 23267.5 | 373371 | 536945
2025-01-01 | 19955.7 | 0 | 73.2143 | 38068.8 | 14152.7 | 68130.6 | 23267.5 | 373371 | 537019
2025-02-01 | 18024.5 | 0 | 0 | 34384.7 | 12783.1 | 61537.3 | 21015.8 | 337238 | 484984
2025-03-01 | 19955.7 | 0 | 0 | 38068.8 | 14152.7 | 68130.6 | 23267.5 | 373371 | 536946
2025-04-01 | 19312 | 0 | 0 | 36840 | 13696.2 | 65932.8 | 22517 | 361327 | 519625
2025-05-01 | 19955.7 | 0 | 0 | 38068 | 14152.7 | 68130.6 | 23267.5 | 373371 | 536945
2025-06-01 | 19312 | 0 | 0 | 36840 | 13696.2 | 65932.8 | 22517 | 361327 | 519625
2025-07-01 | 19955.7 | 0 | 0 | 38068 | 14152.7 | 68130.6 | 23267.5 | 373371 | 536945
2025-08-01 | 19955.7 | 0 | 0 | 23257 | 14152.7 | 68130.6 | 23267.5 | 373371 | 522134
2025-09-01 | 19509 | 0 | 0 | 33714 | 13887.9 | 66855.9 | 22986.2 | 370823 | 527776
2025-10-01 | 20159.3 | 0 | 0 | 125.9 | 14350.9 | 69084.4 | 23752.4 | 383184 | 510656
2025-11-01 | 19509 | 0 | 0 | 37607 | 13887.9 | 66855.9 | 22986.2 | 370823 | 531669
2025-12-01 | 20159.3 | 0 | 0 | 38861 | 14350.9 | 69084.4 | 23752.4 | 383184 | 549392
2026-01-01 | 20159.3 | 0 | 0 | 31642 | 14350.9 | 69084.4 | 23752.4 | 383184 | 542173
2026-02-01 | 18208.4 | 0 | 0 | 35100 | 12962.1 | 62398.8 | 21453.7 | 346101 | 496224
2026-03-01 | 20159.3 | 0 | 0 | 32951 | 14350.9 | 69084.4 | 23752.4 | 383184 | 543482
2026-04-01 | 19509 | 0 | 22.449 | 4628.5 | 13887.9 | 66855.9 | 22986.2 | 370823 | 498713
2026-05-01 | 20159.3 | 0 | 0 | 47.015 | 14350.9 | 69084.4 | 23752.4 | 383184 | 510578
2026-06-01 | 19509 | 0 | 22.449 | 37607 | 13887.9 | 66855.9 | 22986.2 | 370823 | 531691
2026-07-01 | 20159.3 | 0 | 36.5306 | 38861 | 14350.9 | 69084.4 | 23752.4 | 383184 | 549428
2026-08-01 | 20159.3 | 0 | 36.5306 | 21416 | 14350.9 | 69084.4 | 23752.4 | 383184 | 531983
2026-09-01 | 19705.9 | 0 | 12.7551 | 38374 | 14082.4 | 67791.9 | 23455.3 | 380319 | 543741
2026-10-01 | 20362.8 | 0 | 0 | 133.4 | 14551.8 | 70051.6 | 24237.2 | 392997 | 522333
2026-11-01 | 19705.9 | 0 | 0 | 38374 | 14082.4 | 67791.9 | 23455.3 | 380319 | 543729
2026-12-01 | 20362.8 | 0 | 0 | 55.963 | 14551.8 | 70051.6 | 24237.2 | 392997 | 522256
2027-01-01 | 20362.8 | 0 | 0 | 10826 | 14551.8 | 70051.6 | 24237.2 | 392997 | 533026
2027-02-01 | 18392.2 | 0 | 38.5714 | 35816 | 13143.5 | 63272.4 | 21891.7 | 354965 | 507519
2027-03-01 | 20362.8 | 0 | 0 | 39653.8 | 14551.8 | 70051.6 | 24237.2 | 392997 | 561854
2027-04-01 | 19705.9 | 0 | 0 | 28168 | 14082.4 | 67791.9 | 23455.3 | 380319 | 533523
2027-05-01 | 20362.8 | 0 | 0 | 118.12 | 14551.8 | 70051.6 | 24237.2 | 392997 | 522318
2027-06-01 | 19705.9 | 0 | 0 | 95.135 | 14082.4 | 67791.9 | 23455.3 | 380319 | 505450
2027-07-01 | 20362.8 | 0 | 0 | 27.802 | 14551.8 | 70051.6 | 24237.2 | 392997 | 522228
2027-08-01 | 20362.8 | 0 | 0 | 143.03 | 14551.8 | 70051.6 | 24237.2 | 392997 | 522343
2027-09-01 | 19902.9 | 0 | 0 | 39141 | 14279.5 | 68741 | 23924.5 | 389815 | 555804
2027-10-01 | 20566.3 | 0 | 63.1633 | 40446 | 14755.5 | 71032.3 | 24722 | 402809 | 574395
2027-11-01 | 19902.9 | 0 | 3.0612 | 39141 | 14279.5 | 68741 | 23924.5 | 389815 | 555807
2027-12-01 | 20566.3 | 0 | 0 | 40446.3 | 14755.5 | 71032.3 | 24722 | 402809 | 574332
2028-01-01 | 20566.3 | 0 | 0 | 40446.3 | 14755.5 | 71032.3 | 24722 | 402809 | 574332
2028-02-01 | 18576 | 0 | 82.8571 | 36532.1 | 13327.6 | 64158.2 | 22329.6 | 363828 | 518834
2028-03-01 | 20566.3 | 0 | 0 | 40446.3 | 14755.5 | 71032.3 | 24722 | 402809 | 574332
2028-04-01 | 19902.9 | 0 | 0 | 39141 | 14279.5 | 68741 | 23924.5 | 389815 | 555804
2028-05-01 | 20566.3 | 0 | 63.1633 | 40446 | 14755.5 | 71032.3 | 24722 | 402809 | 574395
2028-06-01 | 19902.9 | 0 | 3.0612 | 39141 | 14279.5 | 68741 | 23924.5 | 389815 | 555807
2028-07-01 | 20566.3 | 0 | 63.1633 | 40446 | 14755.5 | 71032.3 | 24722 | 402809 | 574395
2028-08-01 | 20566.3 | 0 | 63.1633 | 40446 | 14755.5 | 71032.3 | 24722 | 402809 | 574395
2028-09-01 | 20099.8 | 0 | 93.3673 | 39908 | 14479.4 | 69703.3 | 24393.7 | 399312 | 567989
2028-10-01 | 20769.8 | 0 | 0 | 41238 | 14962.1 | 72026.8 | 25206.8 | 412622 | 586826
2028-11-01 | 20099.8 | 0 | 0 | 39908.5 | 14479.4 | 69703.3 | 24393.7 | 399312 | 567897
2028-12-01 | 20769.8 | 0 | 26.4796 | 41238.8 | 14962.1 | 72026.8 | 25206.8 | 412622 | 586853
2029-01-01 | 20769.8 | 0 | 26.4796 | 41238.8 | 14962.1 | 72026.8 | 25206.8 | 412622 | 586853
2029-02-01 | 18759.8 | 0 | 0 | 37247.9 | 13514.1 | 65056.4 | 22767.5 | 372691 | 530037
2029-03-01 | 20769.8 | 0 | 26.4796 | 41238.8 | 14962.1 | 72026.8 | 25206.8 | 412622 | 586853
2029-04-01 | 20099.8 | 0 | 0 | 39908.5 | 14479.4 | 69703.3 | 24393.7 | 399312 | 567897
2029-05-01 | 20769.8 | 0 | 0 | 41238 | 14962.1 | 72026.8 | 25206.8 | 412622 | 586826
2029-06-01 | 20099.8 | 0 | 93.3673 | 39908 | 14479.4 | 69703.3 | 24393.7 | 399312 | 567989
2029-07-01 | 20769.8 | 0 | 26.4796 | 41238 | 14962.1 | 72026.8 | 25206.8 | 412622 | 586852
2029-08-01 | 20769.8 | 0 | 26.4796 | 41238 | 14962.1 | 72026.8 | 25206.8 | 412622 | 586852
2029-09-01 | 20296.8 | 0 | 83.6735 | 40675 | 14682.1 | 70679.2 | 24862.9 | 408808 | 580088
2029-10-01 | 20973.3 | 0 | 0 | 42031 | 15171.6 | 73035.2 | 25691.7 | 422435 | 599338
2029-11-01 | 20296.8 | 0 | 0 | 40675 | 14682.1 | 70679.2 | 24862.9 | 408808 | 580004
2029-12-01 | 20973.3 | 0 | 0 | 42031.3 | 15171.6 | 73035.2 | 25691.7 | 422435 | 599338
2030-01-01 | 20973.3 | 0 | 89.7959 | 42031 | 15171.6 | 73035.2 | 25691.7 | 422435 | 599427
2030-02-01 | 18943.6 | 0 | 0 | 37963.7 | 13703.3 | 65967.2 | 23205.4 | 381554 | 541338
2030-03-01 | 20973.3 | 0 | 0 | 42031.3 | 15171.6 | 73035.2 | 25691.7 | 422435 | 599338
2030-04-01 | 20296.8 | 0 | 0 | 40675.4 | 14682.1 | 70679.2 | 24862.9 | 408808 | 580004
2030-05-01 | 20973.3 | 0 | 89.7959 | 42031 | 15171.6 | 73035.2 | 25691.7 | 422435 | 599427
2030-06-01 | 20296.8 | 0 | 83.6735 | 40675 | 14682.1 | 70679.2 | 24862.9 | 408808 | 580088
2030-07-01 | 20973.3 | 0 | 89.7959 | 42031 | 15171.6 | 73035.2 | 25691.7 | 422435 | 599427
2030-08-01 | 20973.3 | 0 | 89.7959 | 42031 | 15171.6 | 73035.2 | 25691.7 | 422435 | 599427
2030-09-01 | 20504.2 | 0 | 78.0612 | 41304 | 14887.7 | 71668.7 | 25247 | 415127 | 588816
2030-10-01 | 21187.7 | 0 | 0 | 42681 | 15384 | 74057.6 | 26088.5 | 428964 | 608363
2030-11-01 | 20504.2 | 0 | 0 | 41304 | 14887.7 | 71668.7 | 25247 | 415127 | 588738
2030-12-01 | 21187.7 | 0 | 0 | 42681 | 15384 | 74057.6 | 26088.5 | 428964 | 608363
2031-01-01 | 21187.7 | 0 | 0 | 42681 | 15384 | 74057.6 | 26088.5 | 428964 | 608363
2031-02-01 | 19137.3 | 0 | 52.8571 | 38550.7 | 13895.2 | 66890.8 | 23563.8 | 387452 | 549542
2031-03-01 | 21187.7 | 0 | 90.6633 | 42681.1 | 15384 | 74057.6 | 26088.5 | 428964 | 608454
2031-04-01 | 20504.2 | 0 | 78.0612 | 41304 | 14887.7 | 71668.7 | 25247 | 415127 | 588816
2031-05-01 | 21187.7 | 0 | 90.6633 | 42681 | 15384 | 74057.6 | 26088.5 | 428964 | 608454
2031-06-01 | 20504.2 | 0 | 78.0612 | 41304 | 14887.7 | 71668.7 | 25247 | 415127 | 588816
2031-07-01 | 21187.7 | 0 | 90.6633 | 42681 | 15384 | 74057.6 | 26088.5 | 428964 | 608454
2031-08-01 | 21187.7 | 0 | 90.6633 | 42681 | 15384 | 74057.6 | 26088.5 | 428964 | 608454
2031-09-01 | 20711.7 | 0 | 72.449 | 41933.2 | 15096.1 | 72672.1 | 25631.1 | 421445 | 597562
2031-10-01 | 21402.1 | 0 | 0 | 43330.9 | 15599.3 | 75094.5 | 26485.4 | 435494 | 617406
2031-11-01 | 20711.7 | 0 | 0 | 41933 | 15096.1 | 72672.1 | 25631.1 | 421445 | 597489
2031-12-01 | 21402.1 | 0 | 0 | 43330.9 | 15599.3 | 75094.5 | 26485.4 | 435494 | 617406
2032-01-01 | 21402.1 | 0 | 0 | 43330 | 15599.3 | 75094.5 | 26485.4 | 435494 | 617405
2032-02-01 | 19330.9 | 0 | 0 | 39137.6 | 14089.7 | 67827.2 | 23922.3 | 393349 | 557657
2032-03-01 | 21402.1 | 0 | 0 | 43330.9 | 15599.3 | 75094.5 | 26485.4 | 435494 | 617406
2032-04-01 | 20711.7 | 0 | 0 | 41933 | 15096.1 | 72672.1 | 25631.1 | 421445 | 597489
2032-05-01 | 21402.1 | 0 | 0 | 43330 | 15599.3 | 75094.5 | 26485.4 | 435494 | 617405
2032-06-01 | 20711.7 | 0 | 0 | 41933 | 15096.1 | 72672.1 | 25631.1 | 421445 | 597489
2032-07-01 | 21402.1 | 0 | 0 | 43330 | 15599.3 | 75094.5 | 26485.4 | 435494 | 617405
2032-08-01 | 21402.1 | 0 | 0 | 43330 | 15599.3 | 75094.5 | 26485.4 | 435494 | 617405
2032-09-01 | 20919.2 | 0 | 0 | 42562 | 15307.5 | 73689.5 | 26015.1 | 427764 | 606257
2032-10-01 | 21616.5 | 0 | 0 | 10675 | 15817.7 | 76145.8 | 26882.3 | 442023 | 593160
2032-11-01 | 20919.2 | 0 | 0 | 234.82 | 15307.5 | 73689.5 | 26015.1 | 427764 | 563930
2032-12-01 | 21616.5 | 0 | 0 | 26087 | 15817.7 | 76145.8 | 26882.3 | 442023 | 608572
2033-01-01 | 21616.5 | 0 | 92.398 | 35420 | 15817.7 | 76145.8 | 26882.3 | 442023 | 617998
2033-02-01 | 19524.5 | 0 | 0 | 39724 | 14287 | 68776.8 | 24280.8 | 399247 | 565840
2033-03-01 | 21616.5 | 0 | 0 | 23976 | 15817.7 | 76145.8 | 26882.3 | 442023 | 606461
2033-04-01 | 20919.2 | 0 | 0 | 117.89 | 15307.5 | 73689.5 | 26015.1 | 427764 | 563813
2033-05-01 | 21616.5 | 0 | 0 | 215.13 | 15817.7 | 76145.8 | 26882.3 | 442023 | 582700
2033-06-01 | 20919.2 | 0 | 0 | 22.964 | 15307.5 | 73689.5 | 26015.1 | 427764 | 563718
2033-07-01 | 21616.5 | 0 | 0 | 57.713 | 15817.7 | 76145.8 | 26882.3 | 442023 | 582543
2033-08-01 | 21616.5 | 0 | 0 | 32.738 | 15817.7 | 76145.8 | 26882.3 | 442023 | 582518
2033-09-01 | 21126.6 | 0 | 0 | 20487 | 15521.8 | 74721.1 | 26399.2 | 434083 | 592339
2033-10-01 | 21830.8 | 0 | 0 | 44630 | 16039.2 | 77211.8 | 27279.2 | 448552 | 635543
2033-11-01 | 21126.6 | 0 | 61.2245 | 43190 | 15521.8 | 74721.1 | 26399.2 | 434083 | 615103
2033-12-01 | 21830.8 | 0 | 93.2653 | 44630 | 16039.2 | 77211.8 | 27279.2 | 448552 | 635637
2034-01-01 | 21830.8 | 0 | 0 | 44630 | 16039.2 | 77211.8 | 27279.2 | 448552 | 635543
2034-02-01 | 19718.2 | 0 | 97.1429 | 40311.5 | 14487 | 69739.7 | 24639.3 | 405144 | 574137
2034-03-01 | 21830.8 | 0 | 93.2653 | 44630.6 | 16039.2 | 77211.8 | 27279.2 | 448552 | 635637
2034-04-01 | 21126.6 | 0 | 0 | 43190 | 15521.8 | 74721.1 | 26399.2 | 434083 | 615042
2034-05-01 | 21830.8 | 0 | 0 | 44630 | 16039.2 | 77211.8 | 27279.2 | 448552 | 635543
2034-06-01 | 21126.6 | 0 | 0 | 43190 | 15521.8 | 74721.1 | 26399.2 | 434083 | 615042
2034-07-01 | 21830.8 | 0 | 0 | 44630 | 16039.2 | 77211.8 | 27279.2 | 448552 | 635543
2034-08-01 | 21830.8 | 0 | 0 | 44630 | 16039.2 | 77211.8 | 27279.2 | 448552 | 635543
2034-09-01 | 21334.1 | 0 | 0 | 43819 | 15739.1 | 75767.2 | 26783.3 | 440402 | 623844
2034-10-01 | 22045.2 | 0 | 0 | 45280 | 16263.7 | 78292.8 | 27676.1 | 455082 | 644639
2034-11-01 | 21334.1 | 0 | 0 | 43819 | 15739.1 | 75767.2 | 26783.3 | 440402 | 623844
2034-12-01 | 22045.2 | 0 | 0 | 45280 | 16263.7 | 78292.8 | 27676.1 | 455082 | 644639
2035-01-01 | 22045.2 | 0 | 0 | 17579 | 16263.7 | 78292.8 | 27676.1 | 455082 | 616938
2035-02-01 | 19911.8 | 0 | 0 | 29253 | 14689.8 | 70716.1 | 24997.7 | 411041 | 570610
2035-03-01 | 22045.2 | 0 | 0 | 45280.4 | 16263.7 | 78292.8 | 27676.1 | 455082 | 644640
2035-04-01 | 21334.1 | 0 | 0 | 43819.7 | 15739.1 | 75767.2 | 26783.3 | 440402 | 623845
2035-05-01 | 22045.2 | 0 | 0 | 45280 | 16263.7 | 78292.8 | 27676.1 | 455082 | 644639
2035-06-01 | 21334.1 | 0 | 0 | 43819 | 15739.1 | 75767.2 | 26783.3 | 440402 | 623844
2035-07-01 | 22045.2 | 0 | 0 | 45280 | 16263.7 | 78292.8 | 27676.1 | 455082 | 644639
2035-08-01 | 22045.2 | 0 | 0 | 45280 | 5258.06 | 25317 | 8947.67 | 146536 | 253384
2035-09-01 | 21551.5 | 0 | 0 | 44496 | 3118.47 | 15012 | 5314.33 | 86177.1 | 175669
2035-10-01 | 22269.9 | 0 | 0 | 45980 | 3441.76 | 16569 | 5865.26 | 96120 | 190246
2035-11-01 | 21551.5 | 0 | 75.5102 | 44496 | 15959.4 | 76827.9 | 27197.2 | 447208 | 633316
2035-12-01 | 22269.9 | 0 | 44.6939 | 45980.1 | 16491.4 | 79388.9 | 28103.8 | 462115 | 654394
2036-01-01 | 22269.9 | 0 | 0 | 45980.1 | 16491.4 | 79388.9 | 28103.8 | 462115 | 654349
2036-02-01 | 20114.7 | 0 | 37.1429 | 41530.5 | 14895.5 | 71706.1 | 25384.1 | 417394 | 591062
2036-03-01 | 22269.9 | 0 | 44.6939 | 45980.1 | 16491.4 | 79388.9 | 28103.8 | 462115 | 654394
2036-04-01 | 21551.5 | 0 | 75.5102 | 44496 | 15959.4 | 76827.9 | 27197.2 | 447208 | 633316
2036-05-01 | 22269.9 | 0 | 0 | 45980 | 16491.4 | 79388.9 | 28103.8 | 462115 | 654349
2036-06-01 | 21551.5 | 0 | 75.5102 | 44496.9 | 15959.4 | 76827.9 | 27197.2 | 447208 | 633317
2036-07-01 | 22269.9 | 0 | 44.6939 | 45980 | 16491.4 | 79388.9 | 28103.8 | 462115 | 654394
2036-08-01 | 22269.9 | 0 | 44.6939 | 45980 | 16491.4 | 79388.9 | 28103.8 | 462115 | 654394
2036-09-01 | 21768.9 | 0 | 95.4082 | 45174 | 16182.9 | 77903.5 | 27611.1 | 454015 | 642751
2036-10-01 | 22494.5 | 0 | 0 | 46679 | 16722.3 | 80500.3 | 28531.5 | 469149 | 664077
2036-11-01 | 21768.9 | 0 | 0 | 45174 | 16182.9 | 77903.5 | 27611.1 | 454015 | 642656
2036-12-01 | 22494.5 | 0 | 0 | 46679.9 | 16722.3 | 80500.3 | 28531.5 | 469149 | 664078
2037-01-01 | 22494.5 | 0 | 0 | 46679.9 | 16722.3 | 80500.3 | 28531.5 | 469149 | 664078
2037-02-01 | 20317.6 | 0 | 0 | 42162.5 | 15104 | 72710 | 25770.4 | 423747 | 599812
2037-03-01 | 22494.5 | 0 | 0 | 46679 | 16722.3 | 80500.3 | 28531.5 | 469149 | 664077
2037-04-01 | 21768.9 | 0 | 95.4082 | 45174.1 | 16182.9 | 77903.5 | 27611.1 | 454015 | 642751
2037-05-01 | 22494.5 | 0 | 0 | 46679 | 16722.3 | 80500.3 | 28531.5 | 469149 | 664077
2037-06-01 | 21768.9 | 0 | 95.4082 | 45174 | 16182.9 | 77903.5 | 27611.1 | 454015 | 642751
2037-07-01 | 22494.5 | 0 | 95.2551 | 46679 | 16722.3 | 80500.3 | 28531.5 | 469149 | 664172
2037-08-01 | 22494.5 | 0 | 95.2551 | 46679 | 16722.3 | 80500.3 | 28531.5 | 469149 | 664172
2037-09-01 | 21986.3 | 0 | 15.3061 | 45851 | 16409.4 | 78994.2 | 28025.1 | 460822 | 652103
2037-10-01 | 22719.2 | 0 | 0 | 47379 | 16956.4 | 81627.3 | 28959.2 | 476183 | 673824
2037-11-01 | 21986.3 | 0 | 0 | 45851 | 16409.4 | 78994.2 | 28025.1 | 460822 | 652088
2037-12-01 | 22719.2 | 0 | 45.8163 | 47379.6 | 16956.4 | 81627.3 | 28959.2 | 476183 | 673870
2038-01-01 | 22719.2 | 0 | 45.8163 | 47379.6 | 16956.4 | 81627.3 | 28959.2 | 476183 | 673870
2038-02-01 | 20520.5 | 0 | 54.2857 | 42794.5 | 15315.5 | 73727.9 | 26156.7 | 430101 | 608670
2038-03-01 | 22719.2 | 0 | 0 | 47379.6 | 16956.4 | 81627.3 | 28959.2 | 476183 | 673824
2038-04-01 | 21986.3 | 0 | 15.3061 | 45851.2 | 16409.4 | 78994.2 | 28025.1 | 460822 | 652103
2038-05-01 | 22719.2 | 0 | 45.8163 | 47379 | 16956.4 | 81627.3 | 28959.2 | 476183 | 673870
2038-06-01 | 21986.3 | 0 | 15.3061 | 45851 | 16409.4 | 78994.2 | 28025.1 | 460822 | 652103
2038-07-01 | 22719.2 | 0 | 45.8163 | 47379 | 16956.4 | 81627.3 | 28959.2 | 476183 | 673870
2038-08-01 | 22719.2 | 0 | 45.8163 | 47379 | 16956.4 | 81627.3 | 28959.2 | 476183 | 673870
2038-09-01 | 22203.7 | 0 | 35.2041 | 46528 | 16639.2 | 80100.1 | 28439 | 467629 | 661574
2038-10-01 | 22943.8 | 0 | 0 | 264.33 | 17193.8 | 82770.1 | 29386.9 | 483216 | 635775
2038-11-01 | 22203.7 | 0 | 0 | 47.909 | 16639.2 | 80100.1 | 28439 | 467629 | 615059
2038-12-01 | 22943.8 | 0 | 96.3776 | 48079 | 17193.8 | 82770.1 | 29386.9 | 483216 | 683686
2039-01-01 | 22943.8 | 0 | 0 | 48079.4 | 17193.8 | 82770.1 | 29386.9 | 483216 | 683590
2039-02-01 | 20723.5 | 0 | 0 | 43426.5 | 15529.9 | 74760.1 | 26543 | 436454 | 617437
2039-03-01 | 22943.8 | 0 | 0 | 48079.4 | 17193.8 | 82770.1 | 29386.9 | 483216 | 683590
2039-04-01 | 22203.7 | 0 | 0 | 46528 | 16639.2 | 80100.1 | 28439 | 467629 | 661539
2039-05-01 | 22943.8 | 0 | 96.3776 | 48079 | 17193.8 | 82770.1 | 29386.9 | 483216 | 683686
2039-06-01 | 22203.7 | 0 | 35.2041 | 46528 | 16639.2 | 80100.1 | 28439 | 467629 | 661574
2039-07-01 | 22943.8 | 0 | 96.3776 | 48079 | 17193.8 | 82770.1 | 29386.9 | 483216 | 683686
2039-08-01 | 22943.8 | 0 | 96.3776 | 48079 | 17193.8 | 82770.1 | 29386.9 | 483216 | 683686
2039-09-01 | 22421.1 | 0 | 55.102 | 47205 | 16872.1 | 81221.5 | 28852.9 | 474436 | 671063
2039-10-01 | 23168.5 | 0 | 46.9388 | 48779.1 | 17434.5 | 83928.9 | 29814.7 | 490250 | 693423
2039-11-01 | 22421.1 | 0 | 55.102 | 47205.6 | 16872.1 | 81221.5 | 28852.9 | 474436 | 671064
2039-12-01 | 23168.5 | 0 | 46.9388 | 48779.1 | 17434.5 | 83928.9 | 29814.7 | 490250 | 693423
2040-01-01 | 23168.5 | 0 | 0 | 48779 | 17434.5 | 83928.9 | 29814.7 | 490250 | 693376
2040-02-01 | 20926.4 | 0 | 0 | 44058 | 15747.3 | 75806.7 | 26929.4 | 442807 | 626274
2040-03-01 | 23168.5 | 0 | 0 | 48779.1 | 17434.5 | 83928.9 | 29814.7 | 490250 | 693376
2040-04-01 | 22421.1 | 0 | 0 | 47205 | 16872.1 | 81221.5 | 28852.9 | 474436 | 671008
2040-05-01 | 23168.5 | 0 | 46.9388 | 44178 | 17434.5 | 83928.9 | 29814.7 | 490250 | 688822
2040-06-01 | 22421.1 | 0 | 55.102 | 18.822 | 16872.1 | 81221.5 | 28852.9 | 474436 | 623877
2040-07-01 | 23168.5 | 0 | 46.9388 | 227.96 | 17434.5 | 83928.9 | 29814.7 | 490250 | 644872
2040-08-01 | 23168.5 | 0 | 46.9388 | 33.087 | 17434.5 | 83928.9 | 29814.7 | 490250 | 644677
2040-09-01 | 22603.4 | 0 | 81.1224 | 47687 | 17108.3 | 82358.6 | 29147.4 | 479276 | 678262
2040-10-01 | 23356.9 | 0 | 0 | 16.184 | 17678.6 | 85103.9 | 30119 | 495252 | 651526
2040-11-01 | 22603.4 | 0 | 0 | 137.78 | 17108.3 | 82358.6 | 29147.4 | 479276 | 630632
2040-12-01 | 23356.9 | 0 | 0 | 49276 | 17678.6 | 85103.9 | 30119 | 495252 | 700786
2041-01-01 | 23356.9 | 0 | 43.8265 | 49276 | 17678.6 | 85103.9 | 30119 | 495252 | 700830
2041-02-01 | 21096.5 | 0 | 0 | 44508 | 15967.8 | 76868 | 27204.3 | 447324 | 632969
2041-03-01 | 23356.9 | 0 | 0 | 46764 | 17678.6 | 85103.9 | 30119 | 495252 | 698274
2041-04-01 | 22603.4 | 0 | 0 | 53.527 | 17108.3 | 82358.6 | 29147.4 | 479276 | 630547
2041-05-01 | 23356.9 | 0 | 0 | 77.447 | 17678.6 | 85103.9 | 30119 | 495252 | 651588
2041-06-01 | 22603.4 | 0 | 0 | 81.713 | 17108.3 | 82358.6 | 29147.4 | 479276 | 630575
2041-07-01 | 23356.9 | 0 | 0 | 258.48 | 17678.6 | 85103.9 | 30119 | 495252 | 651769
2041-08-01 | 23356.9 | 0 | 0 | 85.603 | 17678.6 | 85103.9 | 30119 | 495252 | 651596
2041-09-01 | 22785.8 | 0 | 0 | 48168 | 17347.8 | 83511.6 | 29442 | 484116 | 685372
2041-10-01 | 23545.3 | 0 | 0 | 15.347 | 17926.1 | 86295.4 | 30423.4 | 500254 | 658459
2041-11-01 | 22785.8 | 0 | 0 | 216.92 | 17347.8 | 83511.6 | 29442 | 484116 | 637420
2041-12-01 | 23545.3 | 0 | 40.7143 | 49774.5 | 17926.1 | 86295.4 | 30423.4 | 500254 | 708259
2042-01-01 | 23545.3 | 0 | 0 | 49774.5 | 17926.1 | 86295.4 | 30423.4 | 500254 | 708218
2042-02-01 | 21266.7 | 0 | 0 | 44957.7 | 16191.3 | 77944.2 | 27479.2 | 451842 | 639681
2042-03-01 | 23545.3 | 0 | 0 | 49774.5 | 17926.1 | 86295.4 | 30423.4 | 500254 | 708218
2042-04-01 | 22785.8 | 0 | 7.1429 | 48168.9 | 17347.8 | 83511.6 | 29442 | 484116 | 685380
2042-05-01 | 23545.3 | 0 | 40.7143 | 49774 | 17926.1 | 86295.4 | 30423.4 | 500254 | 708258
2042-06-01 | 22785.8 | 0 | 7.1429 | 48168 | 17347.8 | 83511.6 | 29442 | 484116 | 685379
2042-07-01 | 23545.3 | 0 | 40.7143 | 49774 | 17926.1 | 86295.4 | 30423.4 | 500254 | 708258
2042-08-01 | 23545.3 | 0 | 40.7143 | 49774 | 17926.1 | 86295.4 | 30423.4 | 500254 | 708258
2042-09-01 | 22968.1 | 0 | 33.1633 | 48650 | 17590.7 | 84680.8 | 29736.6 | 488957 | 692616
2042-10-01 | 23733.7 | 0 | 0 | 50272 | 18177.1 | 87503.5 | 30727.8 | 505255 | 715669
2042-11-01 | 22968.1 | 0 | 33.1633 | 48650 | 17590.7 | 84680.8 | 29736.6 | 488957 | 692616
2042-12-01 | 23733.7 | 0 | 0 | 50272 | 18177.1 | 87503.5 | 30727.8 | 505255 | 715669
2043-01-01 | 23733.7 | 0 | 0 | 50272 | 18177.1 | 87503.5 | 30727.8 | 505255 | 715669
2043-02-01 | 21436.9 | 0 | 0 | 45407 | 16418 | 79035.4 | 27754.1 | 456360 | 646411
2043-03-01 | 23733.7 | 0 | 0 | 50272.3 | 18177.1 | 87503.5 | 30727.8 | 505255 | 715670
2043-04-01 | 22968.1 | 0 | 0 | 48650.6 | 17590.7 | 84680.8 | 29736.6 | 488957 | 692583
2043-05-01 | 23733.7 | 0 | 0 | 50272 | 18177.1 | 87503.5 | 30727.8 | 505255 | 715669
2043-06-01 | 22968.1 | 0 | 33.1633 | 48650 | 17590.7 | 84680.8 | 29736.6 | 488957 | 692616
2043-07-01 | 23733.7 | 0 | 37.602 | 50272 | 18177.1 | 87503.5 | 30727.8 | 505255 | 715707
2043-08-01 | 23733.7 | 0 | 37.602 | 50272 | 18177.1 | 87503.5 | 30727.8 | 505255 | 715707
2043-09-01 | 23150.5 | 0 | 59.1837 | 49132 | 17837 | 85866.3 | 30031.1 | 493797 | 699873
2043-10-01 | 23922.1 | 0 | 0 | 50769 | 18431.5 | 88728.5 | 31032.1 | 510257 | 723140
2043-11-01 | 23150.5 | 0 | 0 | 49132.3 | 17837 | 85866.3 | 30031.1 | 493797 | 699814
2043-12-01 | 23922.1 | 0 | 0 | 50770 | 18431.5 | 88728.5 | 31032.1 | 510257 | 723141
2044-01-01 | 23922.1 | 0 | 34.4898 | 50769 | 18431.5 | 88728.5 | 31032.1 | 510257 | 723175
2044-02-01 | 21607.1 | 0 | 0 | 45856 | 16647.8 | 80141.9 | 28029 | 460877 | 653159
2044-03-01 | 23922.1 | 0 | 34.4898 | 50770 | 18431.5 | 88728.5 | 31032.1 | 510257 | 723176
2044-04-01 | 23150.5 | 0 | 59.1837 | 49132 | 17837 | 85866.3 | 30031.1 | 493797 | 699873
2044-05-01 | 23922.1 | 0 | 34.4898 | 50769 | 18431.5 | 88728.5 | 31032.1 | 510257 | 723175
2044-06-01 | 23150.5 | 0 | 59.1837 | 49132 | 17837 | 85866.3 | 30031.1 | 493797 | 699873
2044-07-01 | 23922.1 | 0 | 34.4898 | 50769 | 18431.5 | 88728.5 | 31032.1 | 510257 | 723175
2044-08-01 | 23922.1 | 0 | 34.4898 | 50769 | 18431.5 | 88728.5 | 31032.1 | 510257 | 723175
2044-09-01 | 23332.8 | 0 | 85.2041 | 49613 | 18086.7 | 87068.5 | 30325.7 | 498637 | 707149
2044-10-01 | 24110.6 | 0 | 0 | 51267 | 18689.6 | 89970.7 | 31336.5 | 515259 | 730633
2044-11-01 | 23332.8 | 0 | 85.2041 | 49613 | 18086.7 | 87068.5 | 30325.7 | 498637 | 707149
2044-12-01 | 24110.6 | 0 | 31.3776 | 51267 | 18689.6 | 89970.7 | 31336.5 | 515259 | 730664
2045-01-01 | 24110.6 | 0 | 0 | 51267 | 18689.6 | 89970.7 | 31336.5 | 515259 | 730633
2045-02-01 | 21777.3 | 0 | 0 | 33608 | 16880.9 | 81263.9 | 28303.9 | 465395 | 647229
2045-03-01 | 24110.6 | 0 | 0 | 21345 | 18689.6 | 89970.7 | 31336.5 | 515259 | 700711
2045-04-01 | 23332.8 | 0 | 0 | 45.56 | 18086.7 | 87068.5 | 30325.7 | 498637 | 657497
2045-05-01 | 24110.6 | 0 | 0 | 46.454 | 18689.6 | 89970.7 | 31336.5 | 515259 | 679412
2045-06-01 | 23332.8 | 0 | 0 | 243.35 | 18086.7 | 87068.5 | 30325.7 | 498637 | 657694
2045-07-01 | 24110.6 | 0 | 31.3776 | 257.05 | 18689.6 | 89970.7 | 31336.5 | 515259 | 679654
2045-08-01 | 24110.6 | 0 | 31.3776 | 19.767 | 18689.6 | 89970.7 | 31336.5 | 515259 | 679417
2045-09-01 | 23522.1 | 0 | 99.4898 | 31443 | 18339.9 | 88287.4 | 30635.1 | 503725 | 696052
2045-10-01 | 24306.2 | 0 | 0 | 13.511 | 18951.2 | 91230.3 | 31656.3 | 520515 | 686673
2045-11-01 | 23522.1 | 0 | 0 | 331.03 | 18339.9 | 88287.4 | 30635.1 | 503725 | 664840
2045-12-01 | 24306.2 | 0 | 0 | 51790 | 18951.2 | 91230.3 | 31656.3 | 520515 | 738450
2046-01-01 | 24306.2 | 0 | 12.8061 | 51790.9 | 18951.2 | 91230.3 | 31656.3 | 520515 | 738463
2046-02-01 | 21954 | 0 | 0 | 46778.9 | 17117.2 | 82401.6 | 28592.8 | 470143 | 666987
2046-03-01 | 24306.2 | 0 | 0 | 51790.9 | 18951.2 | 91230.3 | 31656.3 | 520515 | 738450
2046-04-01 | 23522.1 | 0 | 0 | 50120.2 | 18339.9 | 88287.4 | 30635.1 | 503725 | 714629
2046-05-01 | 24306.2 | 0 | 0 | 51790 | 18951.2 | 91230.3 | 31656.3 | 520515 | 738450
2046-06-01 | 23522.1 | 0 | 0 | 50120 | 18339.9 | 88287.4 | 30635.1 | 503725 | 714629
2046-07-01 | 24306.2 | 0 | 0 | 51790 | 18951.2 | 91230.3 | 31656.3 | 520515 | 738450
2046-08-01 | 24306.2 | 0 | 0 | 19.081 | 18951.2 | 91230.3 | 31656.3 | 520515 | 686679
2046-09-01 | 23711.5 | 0 | 0 | 50626 | 18596.7 | 89523.4 | 30944.6 | 508812 | 722214
2046-10-01 | 24501.9 | 0 | 0 | 17769 | 19216.5 | 92507.6 | 31976.1 | 525772 | 711743
2046-11-01 | 23711.5 | 0 | 13.7755 | 50626 | 18596.7 | 89523.4 | 30944.6 | 508812 | 722228
2046-12-01 | 24501.9 | 0 | 0 | 52314 | 19216.5 | 92507.6 | 31976.1 | 525772 | 746288
2047-01-01 | 24501.9 | 0 | 0 | 52314 | 19216.5 | 92507.6 | 31976.1 | 525772 | 746288
2047-02-01 | 22130.7 | 0 | 0 | 47251.4 | 17356.9 | 83555.2 | 28881.6 | 474891 | 674067
2047-03-01 | 24501.9 | 0 | 0 | 52314 | 19216.5 | 92507.6 | 31976.1 | 525772 | 746288
2047-04-01 | 23711.5 | 0 | 0 | 50626 | 18596.7 | 89523.4 | 30944.6 | 508812 | 722214
2047-05-01 | 24501.9 | 0 | 0 | 37726 | 19216.5 | 92507.6 | 31976.1 | 525772 | 731700
2047-06-01 | 23711.5 | 0 | 0 | 24.244 | 18596.7 | 89523.4 | 30944.6 | 508812 | 671612
2047-07-01 | 24501.9 | 0 | 0 | 87.894 | 19216.5 | 92507.6 | 31976.1 | 525772 | 694062
2047-08-01 | 24501.9 | 0 | 0 | 32.86 | 19216.5 | 92507.6 | 31976.1 | 525772 | 694007
2047-09-01 | 23900.8 | 0 | 0 | 51132 | 18857 | 90776.8 | 31254.1 | 513899 | 729820
2047-10-01 | 24697.5 | 0 | 0 | 10375 | 19485.6 | 93802.7 | 32295.9 | 531029 | 711686
2047-11-01 | 23900.8 | 0 | 28.0612 | 51132 | 18857 | 90776.8 | 31254.1 | 513899 | 729848
2047-12-01 | 24697.5 | 0 | 0 | 52837 | 19485.6 | 93802.7 | 32295.9 | 531029 | 754148
2048-01-01 | 24697.5 | 0 | 0 | 52837 | 19485.6 | 93802.7 | 32295.9 | 531029 | 754148
2048-02-01 | 22307.5 | 0 | 0 | 47723 | 17599.9 | 84725 | 29170.5 | 479639 | 681165
2048-03-01 | 24697.5 | 0 | 0 | 52837.2 | 19485.6 | 93802.7 | 32295.9 | 531029 | 754148
2048-04-01 | 23900.8 | 0 | 0 | 31814 | 18857 | 90776.8 | 31254.1 | 513899 | 710502
2048-05-01 | 24697.5 | 0 | 0 | 416.59 | 19485.6 | 93802.7 | 32295.9 | 531029 | 701727
2048-06-01 | 23900.8 | 0 | 0 | 151.3 | 18857 | 90776.8 | 31254.1 | 513899 | 678839
2048-07-01 | 24697.5 | 0 | 0 | 234.01 | 19485.6 | 93802.7 | 32295.9 | 531029 | 701545
2048-08-01 | 24697.5 | 0 | 0 | 119.46 | 19485.6 | 93802.7 | 32295.9 | 531029 | 701430
2048-09-01 | 24090.2 | 0 | 0 | 51639 | 19121 | 92047.6 | 31563.6 | 518986 | 737448
2048-10-01 | 24893.2 | 0 | 57.0918 | 53360 | 19758.4 | 95115.9 | 32615.7 | 536286 | 762086
2048-11-01 | 24090.2 | 0 | 0 | 51639 | 19121 | 92047.6 | 31563.6 | 518986 | 737448
2048-12-01 | 24893.2 | 0 | 0 | 53360 | 19758.4 | 95115.9 | 32615.7 | 536286 | 762029
2049-01-01 | 24893.2 | 0 | 0 | 53360 | 19758.4 | 95115.9 | 32615.7 | 536286 | 762029
2049-02-01 | 22484.2 | 0 | 12.8571 | 48196 | 17846.3 | 85911.1 | 29459.3 | 484387 | 688297
2049-03-01 | 24893.2 | 0 | 0 | 53360.3 | 19758.4 | 95115.9 | 32615.7 | 536286 | 762029
2049-04-01 | 24090.2 | 0 | 0 | 51639 | 19121 | 92047.6 | 31563.6 | 518986 | 737448
2049-05-01 | 24893.2 | 0 | 57.0918 | 53360 | 19758.4 | 95115.9 | 32615.7 | 536286 | 762086
2049-06-01 | 24090.2 | 0 | 42.3469 | 51639 | 19121 | 92047.6 | 31563.6 | 518986 | 737490
2049-07-01 | 24893.2 | 0 | 57.0918 | 53360.3 | 19758.4 | 95115.9 | 32615.7 | 536286 | 762086
2049-08-01 | 24893.2 | 0 | 57.0918 | 53360 | 19758.4 | 95115.9 | 32615.7 | 536286 | 762086
2049-09-01 | 24279.5 | 0 | 56.6327 | 52145 | 19388.7 | 93336.3 | 31873 | 524074 | 745153
2049-10-01 | 25088.9 | 0 | 0 | 53883 | 20035 | 96447.5 | 32935.5 | 541543 | 769932
2049-11-01 | 24279.5 | 0 | 0 | 52145.3 | 19388.7 | 93336.3 | 31873 | 524074 | 745096
2049-12-01 | 25088.9 | 0 | 38.5204 | 53883.5 | 20035 | 96447.5 | 32935.5 | 541543 | 769971
2050-01-01 | 25088.9 | 0 | 0 | 53883.5 | 20035 | 96447.5 | 32935.5 | 541543 | 769933
2050-02-01 | 22660.9 | 0 | 0 | 48669 | 18096.1 | 87113.9 | 29748.2 | 489135 | 695423
2050-03-01 | 25088.9 | 0 | 38.5204 | 53883.5 | 20035 | 96447.5 | 32935.5 | 541543 | 769971
2050-04-01 | 24279.5 | 0 | 0 | 52145.3 | 19388.7 | 93336.3 | 31873 | 524074 | 745096
2050-05-01 | 25088.9 | 0 | 0 | 53883 | 20035 | 96447.5 | 32935.5 | 541543 | 769932
2050-06-01 | 24279.5 | 0 | 0 | 52145 | 19388.7 | 93336.3 | 31873 | 524074 | 745096
2050-07-01 | 25088.9 | 0 | 0 | 53883 | 20035 | 96447.5 | 32935.5 | 541543 | 769932
2050-08-01 | 25088.9 | 0 | 0 | 53883 | 20035 | 96447.5 | 32935.5 | 541543 | 769932
2050-09-01 | 24279.5 | 0 | 56.6327 | 52145 | 19660.1 | 94643 | 31873 | 524074 | 746731
2050-10-01 | 25088.9 | 0 | 0 | 53883 | 20315.5 | 97797.8 | 32935.5 | 541543 | 771563
2050-11-01 | 24279.5 | 0 | 0 | 52145 | 19660.1 | 94643 | 31873 | 524074 | 746674
2050-12-01 | 25088.9 | 0 | 0 | 53883 | 20315.5 | 97797.8 | 32935.5 | 541543 | 771563
2051-01-01 | 25088.9 | 0 | 38.5204 | 53883 | 20315.5 | 97797.8 | 32935.5 | 541543 | 771602
2051-02-01 | 22660.9 | 0 | 92.8571 | 48668 | 18349.5 | 88333.5 | 29748.2 | 489135 | 696988
2051-03-01 | 25088.9 | 0 | 38.5204 | 53883 | 20315.5 | 97797.8 | 32935.5 | 541543 | 771602
2051-04-01 | 24279.5 | 0 | 56.6327 | 52145 | 19660.1 | 94643 | 31873 | 524074 | 746731
2051-05-01 | 25088.9 | 0 | 38.5204 | 53883 | 20315.5 | 97797.8 | 32935.5 | 541543 | 771602
2051-06-01 | 24279.5 | 0 | 56.6327 | 52145 | 19660.1 | 94643 | 31873 | 524074 | 746731
2051-07-01 | 25088.9 | 0 | 38.5204 | 53883 | 20315.5 | 97797.8 | 32935.5 | 541543 | 771602
2051-08-01 | 25088.9 | 0 | 38.5204 | 53883 | 20315.5 | 97797.8 | 32935.5 | 541543 | 771602
Sum | 8562687 | 44906.8 | 86039133 | 14183913 | 6337863 | 30510184 | 10586289 | 172721517 | 328986493

## WWTP Inflow
Wastewater Treatment Plant Total Inflow
Scenario: WWR Increased Water Productivity, All months (12)
Cubic Meter
| "Agadir WWTP" | "Ait Baha WWTP" | "Ait Iaaza WWTP" | "Aoulouz WWTP" | "Biougra WWTP" | "Drargua WWTP" | "ElGuerdane WWTP" | "Lqliaa WWTP" | "Oulad Berhil WWTP" | "Ouled Teima WWTP" | "Tafraout WWTP" | "Tiznit WWTP" | Sum
2018-09-01 | 2037594 | 15506.5 | 5674.11 | 0 | 60842.1 | 38961 | 0 | 0 | 55975.6 | 233766 | 12315.8 | 190909 | 2651544
2018-10-01 | 2105514 | 16023.4 | 5863.25 | 0 | 62870.2 | 40259.7 | 0 | 0 | 57841.5 | 241558 | 12726.3 | 197273 | 2739929
2018-11-01 | 2037594 | 15506.5 | 5674.11 | 0 | 60842.1 | 38961 | 0 | 0 | 55975.6 | 233766 | 12315.8 | 190909 | 2651544
2018-12-01 | 2105514 | 16023.4 | 5863.25 | 0 | 62870.2 | 40259.7 | 0 | 0 | 57841.5 | 241558 | 12726.3 | 197273 | 2739929
2019-01-01 | 2105514 | 16023.4 | 5863.25 | 0 | 62870.2 | 40259.7 | 0 | 0 | 57841.5 | 241558 | 12726.3 | 197273 | 2739929
2019-02-01 | 1901754 | 14472.7 | 5295.84 | 0 | 56786 | 36363.6 | 0 | 0 | 52243.9 | 218182 | 11494.7 | 178182 | 2474775
2019-03-01 | 2105514 | 16023.4 | 5863.25 | 0 | 62870.2 | 40259.7 | 0 | 0 | 57841.5 | 241558 | 12726.3 | 197273 | 2739929
2019-04-01 | 2037594 | 15506.5 | 5674.11 | 0 | 60842.1 | 38961 | 0 | 0 | 55975.6 | 233766 | 12315.8 | 190909 | 2651544
2019-05-01 | 2105514 | 16023.4 | 5863.25 | 0 | 62870.2 | 40259.7 | 0 | 0 | 57841.5 | 241558 | 12726.3 | 197273 | 2739929
2019-06-01 | 2037594 | 15506.5 | 5674.11 | 0 | 60842.1 | 38961 | 0 | 0 | 55975.6 | 233766 | 12315.8 | 190909 | 2651544
2019-07-01 | 2105514 | 16023.4 | 5863.25 | 0 | 62870.2 | 40259.7 | 0 | 0 | 57841.5 | 241558 | 12726.3 | 197273 | 2739929
2019-08-01 | 2105514 | 16023.4 | 5863.25 | 0 | 62870.2 | 40259.7 | 0 | 0 | 57841.5 | 241558 | 12726.3 | 197273 | 2739929
2019-09-01 | 2037594 | 15506.5 | 5681.93 | 0 | 60842.1 | 38961 | 0 | 0 | 55975.6 | 233766 | 12315.8 | 190909 | 2651552
2019-10-01 | 2105514 | 16023.4 | 5871.33 | 0 | 62870.2 | 40259.7 | 0 | 0 | 57841.5 | 241558 | 12726.3 | 197273 | 2739937
2019-11-01 | 2037594 | 15506.5 | 5681.93 | 0 | 60842.1 | 38961 | 0 | 0 | 55975.6 | 233766 | 12315.8 | 190909 | 2651552
2019-12-01 | 2105514 | 16023.4 | 5871.33 | 0 | 62870.2 | 40259.7 | 0 | 0 | 57841.5 | 241558 | 12726.3 | 197273 | 2739937
2020-01-01 | 2105514 | 16023.4 | 5871.33 | 0 | 62870.2 | 40259.7 | 0 | 0 | 57841.5 | 241558 | 12726.3 | 197273 | 2739937
2020-02-01 | 1901754 | 14472.7 | 5303.14 | 0 | 56786 | 36363.6 | 0 | 0 | 52243.9 | 218182 | 11494.7 | 178182 | 2474782
2020-03-01 | 2105514 | 16023.4 | 5871.33 | 0 | 62870.2 | 40259.7 | 0 | 0 | 57841.5 | 241558 | 12726.3 | 197273 | 2739937
2020-04-01 | 2037594 | 15506.5 | 5681.93 | 0 | 60842.1 | 38961 | 0 | 0 | 55975.6 | 233766 | 12315.8 | 190909 | 2651552
2020-05-01 | 2105514 | 16023.4 | 5871.33 | 0 | 62870.2 | 40259.7 | 0 | 0 | 57841.5 | 241558 | 12726.3 | 197273 | 2739937
2020-06-01 | 2037594 | 15506.5 | 5681.93 | 0 | 60842.1 | 38961 | 0 | 0 | 55975.6 | 233766 | 12315.8 | 190909 | 2651552
2020-07-01 | 2105514 | 16023.4 | 5871.33 | 0 | 62870.2 | 40259.7 | 0 | 0 | 57841.5 | 241558 | 12726.3 | 197273 | 2739937
2020-08-01 | 2105514 | 16023.4 | 5871.33 | 0 | 62870.2 | 40259.7 | 0 | 0 | 57841.5 | 241558 | 12726.3 | 197273 | 2739937
2020-09-01 | 2037594 | 15506.5 | 5712.81 | 0 | 60842.1 | 38961 | 0 | 0 | 55975.6 | 233766 | 12315.8 | 190909 | 2651583
2020-10-01 | 2105514 | 16023.4 | 5903.23 | 0 | 62870.2 | 40259.7 | 0 | 0 | 57841.5 | 241558 | 12726.3 | 197273 | 2739969
2020-11-01 | 2037594 | 15506.5 | 5712.81 | 0 | 60842.1 | 38961 | 0 | 0 | 55975.6 | 233766 | 12315.8 | 190909 | 2651583
2020-12-01 | 2105514 | 16023.4 | 5903.23 | 0 | 62870.2 | 40259.7 | 0 | 0 | 57841.5 | 241558 | 12726.3 | 197273 | 2739969
2021-01-01 | 2105514 | 16023.4 | 5903.23 | 0 | 62870.2 | 40259.7 | 0 | 0 | 57841.5 | 241558 | 12726.3 | 197273 | 2739969
2021-02-01 | 1901754 | 14472.7 | 5331.95 | 0 | 56786 | 36363.6 | 0 | 0 | 52243.9 | 218182 | 11494.7 | 178182 | 2474811
2021-03-01 | 2105514 | 16023.4 | 5903.23 | 0 | 62870.2 | 40259.7 | 0 | 0 | 57841.5 | 241558 | 12726.3 | 197273 | 2739969
2021-04-01 | 2037594 | 15506.5 | 5712.81 | 0 | 60842.1 | 38961 | 0 | 0 | 55975.6 | 233766 | 12315.8 | 190909 | 2651583
2021-05-01 | 2105514 | 16023.4 | 5903.23 | 0 | 62870.2 | 40259.7 | 0 | 0 | 57841.5 | 241558 | 12726.3 | 197273 | 2739969
2021-06-01 | 2037594 | 15506.5 | 5712.81 | 0 | 60842.1 | 38961 | 0 | 0 | 55975.6 | 233766 | 12315.8 | 190909 | 2651583
2021-07-01 | 2105514 | 16023.4 | 5903.23 | 0 | 62870.2 | 40259.7 | 0 | 0 | 57841.5 | 241558 | 12726.3 | 197273 | 2739969
2021-08-01 | 2105514 | 16023.4 | 5903.23 | 0 | 62870.2 | 40259.7 | 0 | 0 | 57841.5 | 241558 | 12726.3 | 197273 | 2739969
2021-09-01 | 2037594 | 15506.5 | 5742.14 | 0 | 60842.1 | 38961 | 0 | 0 | 55975.6 | 233766 | 12315.8 | 190909 | 2651612
2021-10-01 | 2105514 | 16023.4 | 5933.54 | 0 | 62870.2 | 40259.7 | 0 | 0 | 57841.5 | 241558 | 12726.3 | 197273 | 2739999
2021-11-01 | 2037594 | 15506.5 | 5742.14 | 0 | 60842.1 | 38961 | 0 | 0 | 55975.6 | 233766 | 12315.8 | 190909 | 2651612
2021-12-01 | 2105514 | 16023.4 | 5933.54 | 0 | 62870.2 | 40259.7 | 0 | 0 | 57841.5 | 241558 | 12726.3 | 197273 | 2739999
2022-01-01 | 2105514 | 16023.4 | 5933.54 | 0 | 62870.2 | 40259.7 | 0 | 0 | 57841.5 | 241558 | 12726.3 | 197273 | 2739999
2022-02-01 | 1901754 | 14472.7 | 5359.33 | 0 | 56786 | 36363.6 | 0 | 0 | 52243.9 | 218182 | 11494.7 | 178182 | 2474838
2022-03-01 | 2105514 | 16023.4 | 5933.54 | 0 | 62870.2 | 40259.7 | 0 | 0 | 57841.5 | 241558 | 12726.3 | 197273 | 2739999
2022-04-01 | 2037594 | 15506.5 | 5742.14 | 0 | 60842.1 | 38961 | 0 | 0 | 55975.6 | 233766 | 12315.8 | 190909 | 2651612
2022-05-01 | 2105514 | 16023.4 | 5933.54 | 0 | 62870.2 | 40259.7 | 0 | 0 | 57841.5 | 241558 | 12726.3 | 197273 | 2739999
2022-06-01 | 2037594 | 15506.5 | 5742.14 | 0 | 60842.1 | 38961 | 0 | 0 | 55975.6 | 233766 | 12315.8 | 190909 | 2651612
2022-07-01 | 2105514 | 16023.4 | 5933.54 | 0 | 62870.2 | 40259.7 | 0 | 0 | 57841.5 | 241558 | 12726.3 | 197273 | 2739999
2022-08-01 | 2105514 | 16023.4 | 5933.54 | 0 | 62870.2 | 40259.7 | 0 | 0 | 57841.5 | 241558 | 12726.3 | 197273 | 2739999
2022-09-01 | 2037594 | 15506.5 | 5770.04 | 0 | 60842.1 | 38961 | 0 | 0 | 55975.6 | 233766 | 12315.8 | 190909 | 2651640
2022-10-01 | 2105514 | 16023.4 | 5962.38 | 0 | 62870.2 | 40259.7 | 0 | 0 | 57841.5 | 241558 | 12726.3 | 197273 | 2740028
2022-11-01 | 2037594 | 15506.5 | 5770.04 | 0 | 60842.1 | 38961 | 0 | 0 | 55975.6 | 233766 | 12315.8 | 190909 | 2651640
2022-12-01 | 2105514 | 16023.4 | 5962.38 | 0 | 62870.2 | 40259.7 | 0 | 0 | 57841.5 | 241558 | 12726.3 | 197273 | 2740028
2023-01-01 | 2105514 | 16023.4 | 5962.38 | 0 | 62870.2 | 40259.7 | 0 | 0 | 57841.5 | 241558 | 12726.3 | 197273 | 2740028
2023-02-01 | 1901754 | 14472.7 | 5385.37 | 0 | 56786 | 36363.6 | 0 | 0 | 52243.9 | 218182 | 11494.7 | 178182 | 2474864
2023-03-01 | 2105514 | 16023.4 | 5962.38 | 0 | 62870.2 | 40259.7 | 0 | 0 | 57841.5 | 241558 | 12726.3 | 197273 | 2740028
2023-04-01 | 2037594 | 15506.5 | 5770.04 | 0 | 60842.1 | 38961 | 0 | 0 | 55975.6 | 233766 | 12315.8 | 190909 | 2651640
2023-05-01 | 2105514 | 16023.4 | 5962.38 | 0 | 62870.2 | 40259.7 | 0 | 0 | 57841.5 | 241558 | 12726.3 | 197273 | 2740028
2023-06-01 | 2037594 | 15506.5 | 5770.04 | 0 | 60842.1 | 38961 | 0 | 0 | 55975.6 | 233766 | 12315.8 | 190909 | 2651640
2023-07-01 | 2105514 | 16023.4 | 5962.38 | 0 | 62870.2 | 40259.7 | 0 | 0 | 57841.5 | 241558 | 12726.3 | 197273 | 2740028
2023-08-01 | 2105514 | 16023.4 | 5962.38 | 0 | 62870.2 | 40259.7 | 0 | 0 | 57841.5 | 241558 | 12726.3 | 197273 | 2740028
2023-09-01 | 2037594 | 15506.5 | 5796.62 | 0 | 60842.1 | 38961 | 0 | 0 | 55975.6 | 233766 | 12315.8 | 190909 | 2651667
2023-10-01 | 2105514 | 16023.4 | 5989.84 | 0 | 62870.2 | 40259.7 | 0 | 0 | 57841.5 | 241558 | 12726.3 | 197273 | 2740056
2023-11-01 | 2037594 | 15506.5 | 5796.62 | 0 | 60842.1 | 38961 | 0 | 0 | 55975.6 | 233766 | 12315.8 | 190909 | 2651667
2023-12-01 | 2105514 | 16023.4 | 5989.84 | 0 | 62870.2 | 40259.7 | 0 | 0 | 57841.5 | 241558 | 12726.3 | 197273 | 2740056
2024-01-01 | 2105514 | 16023.4 | 5989.84 | 0 | 62870.2 | 40259.7 | 0 | 0 | 57841.5 | 241558 | 12726.3 | 197273 | 2740056
2024-02-01 | 1901754 | 14472.7 | 5410.18 | 0 | 56786 | 36363.6 | 0 | 0 | 52243.9 | 218182 | 11494.7 | 178182 | 2474889
2024-03-01 | 2105514 | 16023.4 | 5989.84 | 0 | 62870.2 | 40259.7 | 0 | 0 | 57841.5 | 241558 | 12726.3 | 197273 | 2740056
2024-04-01 | 2037594 | 15506.5 | 5796.62 | 0 | 60842.1 | 38961 | 0 | 0 | 55975.6 | 233766 | 12315.8 | 190909 | 2651667
2024-05-01 | 2105514 | 16023.4 | 5989.84 | 0 | 62870.2 | 40259.7 | 0 | 0 | 57841.5 | 241558 | 12726.3 | 197273 | 2740056
2024-06-01 | 2037594 | 15506.5 | 5796.62 | 0 | 60842.1 | 38961 | 0 | 0 | 55975.6 | 233766 | 12315.8 | 190909 | 2651667
2024-07-01 | 2105514 | 16023.4 | 5989.84 | 0 | 62870.2 | 40259.7 | 0 | 0 | 57841.5 | 241558 | 12726.3 | 197273 | 2740056
2024-08-01 | 2105514 | 16023.4 | 5989.84 | 0 | 62870.2 | 40259.7 | 0 | 0 | 57841.5 | 241558 | 12726.3 | 197273 | 2740056
2024-09-01 | 2037594 | 19312 | 5821.96 | 26298.7 | 224439 | 168896 | 35506.3 | 271142 | 55975.6 | 316165 | 22517 | 361327 | 3544994
2024-10-01 | 2105514 | 19955.7 | 6016.02 | 27175.3 | 231920 | 174526 | 36689.9 | 280180 | 57841.5 | 326704 | 23267.5 | 373371 | 3663160
2024-11-01 | 2037594 | 19312 | 5821.96 | 26298.7 | 224439 | 168896 | 35506.3 | 271142 | 55975.6 | 316165 | 22517 | 361327 | 3544994
2024-12-01 | 2105514 | 19955.7 | 6016.02 | 27175.3 | 231920 | 174526 | 36689.9 | 280180 | 57841.5 | 326704 | 23267.5 | 373371 | 3663160
2025-01-01 | 2105514 | 19955.7 | 6016.02 | 27175.3 | 231920 | 174526 | 36689.9 | 280180 | 57841.5 | 326704 | 23267.5 | 373371 | 3663160
2025-02-01 | 1901754 | 18024.5 | 5433.83 | 24545.5 | 209476 | 157636 | 33139.2 | 253065 | 52243.9 | 295087 | 21015.8 | 337238 | 3308661
2025-03-01 | 2105514 | 19955.7 | 6016.02 | 27175.3 | 231920 | 174526 | 36689.9 | 280180 | 57841.5 | 326704 | 23267.5 | 373371 | 3663160
2025-04-01 | 2037594 | 19312 | 5821.96 | 26298.7 | 224439 | 168896 | 35506.3 | 271142 | 55975.6 | 316165 | 22517 | 361327 | 3544994
2025-05-01 | 2105514 | 19955.7 | 6016.02 | 27175.3 | 231920 | 174526 | 36689.9 | 280180 | 57841.5 | 326704 | 23267.5 | 373371 | 3663160
2025-06-01 | 2037594 | 19312 | 5821.96 | 26298.7 | 224439 | 168896 | 35506.3 | 271142 | 55975.6 | 316165 | 22517 | 361327 | 3544994
2025-07-01 | 2105514 | 19955.7 | 6016.02 | 27175.3 | 231920 | 174526 | 36689.9 | 280180 | 57841.5 | 326704 | 23267.5 | 373371 | 3663160
2025-08-01 | 2105514 | 19955.7 | 6016.02 | 27175.3 | 231920 | 174526 | 36689.9 | 280180 | 57841.5 | 326704 | 23267.5 | 373371 | 3663160
2025-09-01 | 2037594 | 19509 | 5853.55 | 26298.7 | 232863 | 168896 | 35506.3 | 278268 | 55975.6 | 324475 | 22986.2 | 370823 | 3579048
2025-10-01 | 2105514 | 20159.3 | 6048.67 | 27175.3 | 240626 | 174526 | 36689.9 | 287543 | 57841.5 | 335290 | 23752.4 | 383184 | 3698349
2025-11-01 | 2037594 | 19509 | 5853.55 | 26298.7 | 232863 | 168896 | 35506.3 | 278268 | 55975.6 | 324475 | 22986.2 | 370823 | 3579048
2025-12-01 | 2105514 | 20159.3 | 6048.67 | 27175.3 | 240626 | 174526 | 36689.9 | 287543 | 57841.5 | 335290 | 23752.4 | 383184 | 3698349
2026-01-01 | 2105514 | 20159.3 | 6048.67 | 27175.3 | 240626 | 174526 | 36689.9 | 287543 | 57841.5 | 335290 | 23752.4 | 383184 | 3698349
2026-02-01 | 1901754 | 18208.4 | 5463.31 | 24545.5 | 217339 | 157636 | 33139.2 | 259716 | 52243.9 | 302843 | 21453.7 | 346101 | 3340445
2026-03-01 | 2105514 | 20159.3 | 6048.67 | 27175.3 | 240626 | 174526 | 36689.9 | 287543 | 57841.5 | 335290 | 23752.4 | 383184 | 3698349
2026-04-01 | 2037594 | 19509 | 5853.55 | 26298.7 | 232863 | 168896 | 35506.3 | 278268 | 55975.6 | 324475 | 22986.2 | 370823 | 3579048
2026-05-01 | 2105514 | 20159.3 | 6048.67 | 27175.3 | 240626 | 174526 | 36689.9 | 287543 | 57841.5 | 335290 | 23752.4 | 383184 | 3698349
2026-06-01 | 2037594 | 19509 | 5853.55 | 26298.7 | 232863 | 168896 | 35506.3 | 278268 | 55975.6 | 324475 | 22986.2 | 370823 | 3579048
2026-07-01 | 2105514 | 20159.3 | 6048.67 | 27175.3 | 240626 | 174526 | 36689.9 | 287543 | 57841.5 | 335290 | 23752.4 | 383184 | 3698349
2026-08-01 | 2105514 | 20159.3 | 6048.67 | 27175.3 | 240626 | 174526 | 36689.9 | 287543 | 57841.5 | 335290 | 23752.4 | 383184 | 3698349
2026-09-01 | 2037594 | 19705.9 | 5883.56 | 26298.7 | 241288 | 168896 | 35506.3 | 285394 | 55975.6 | 332784 | 23455.3 | 380319 | 3613100
2026-10-01 | 2105514 | 20362.8 | 6079.68 | 27175.3 | 249331 | 174526 | 36689.9 | 294907 | 57841.5 | 343877 | 24237.2 | 392997 | 3733537
2026-11-01 | 2037594 | 19705.9 | 5883.56 | 26298.7 | 241288 | 168896 | 35506.3 | 285394 | 55975.6 | 332784 | 23455.3 | 380319 | 3613100
2026-12-01 | 2105514 | 20362.8 | 6079.68 | 27175.3 | 249331 | 174526 | 36689.9 | 294907 | 57841.5 | 343877 | 24237.2 | 392997 | 3733537
2027-01-01 | 2105514 | 20362.8 | 6079.68 | 27175.3 | 249331 | 174526 | 36689.9 | 294907 | 57841.5 | 343877 | 24237.2 | 392997 | 3733537
2027-02-01 | 1901754 | 18392.2 | 5491.33 | 24545.5 | 225202 | 157636 | 33139.2 | 266367 | 52243.9 | 310598 | 21891.7 | 354965 | 3372227
2027-03-01 | 2105514 | 20362.8 | 6079.68 | 27175.3 | 249331 | 174526 | 36689.9 | 294907 | 57841.5 | 343877 | 24237.2 | 392997 | 3733537
2027-04-01 | 2037594 | 19705.9 | 5883.56 | 26298.7 | 241288 | 168896 | 35506.3 | 285394 | 55975.6 | 332784 | 23455.3 | 380319 | 3613100
2027-05-01 | 2105514 | 20362.8 | 6079.68 | 27175.3 | 249331 | 174526 | 36689.9 | 294907 | 57841.5 | 343877 | 24237.2 | 392997 | 3733537
2027-06-01 | 2037594 | 19705.9 | 5883.56 | 26298.7 | 241288 | 168896 | 35506.3 | 285394 | 55975.6 | 332784 | 23455.3 | 380319 | 3613100
2027-07-01 | 2105514 | 20362.8 | 6079.68 | 27175.3 | 249331 | 174526 | 36689.9 | 294907 | 57841.5 | 343877 | 24237.2 | 392997 | 3733537
2027-08-01 | 2105514 | 20362.8 | 6079.68 | 27175.3 | 249331 | 174526 | 36689.9 | 294907 | 57841.5 | 343877 | 24237.2 | 392997 | 3733537
2027-09-01 | 2037594 | 19902.9 | 5912.11 | 26298.7 | 249713 | 168896 | 35506.3 | 292520 | 55975.6 | 341093 | 23924.5 | 389815 | 3647151
2027-10-01 | 2105514 | 20566.3 | 6109.18 | 27175.3 | 258036 | 174526 | 36689.9 | 302270 | 57841.5 | 352463 | 24722 | 402809 | 3768723
2027-11-01 | 2037594 | 19902.9 | 5912.11 | 26298.7 | 249713 | 168896 | 35506.3 | 292520 | 55975.6 | 341093 | 23924.5 | 389815 | 3647151
2027-12-01 | 2105514 | 20566.3 | 6109.18 | 27175.3 | 258036 | 174526 | 36689.9 | 302270 | 57841.5 | 352463 | 24722 | 402809 | 3768723
2028-01-01 | 2105514 | 20566.3 | 6109.18 | 27175.3 | 258036 | 174526 | 36689.9 | 302270 | 57841.5 | 352463 | 24722 | 402809 | 3768723
2028-02-01 | 1901754 | 18576 | 5517.97 | 24545.5 | 233065 | 157636 | 33139.2 | 273018 | 52243.9 | 318354 | 22329.6 | 363828 | 3404008
2028-03-01 | 2105514 | 20566.3 | 6109.18 | 27175.3 | 258036 | 174526 | 36689.9 | 302270 | 57841.5 | 352463 | 24722 | 402809 | 3768723
2028-04-01 | 2037594 | 19902.9 | 5912.11 | 26298.7 | 249713 | 168896 | 35506.3 | 292520 | 55975.6 | 341093 | 23924.5 | 389815 | 3647151
2028-05-01 | 2105514 | 20566.3 | 6109.18 | 27175.3 | 258036 | 174526 | 36689.9 | 302270 | 57841.5 | 352463 | 24722 | 402809 | 3768723
2028-06-01 | 2037594 | 19902.9 | 5912.11 | 26298.7 | 249713 | 168896 | 35506.3 | 292520 | 55975.6 | 341093 | 23924.5 | 389815 | 3647151
2028-07-01 | 2105514 | 20566.3 | 6109.18 | 27175.3 | 258036 | 174526 | 36689.9 | 302270 | 57841.5 | 352463 | 24722 | 402809 | 3768723
2028-08-01 | 2105514 | 20566.3 | 6109.18 | 27175.3 | 258036 | 174526 | 36689.9 | 302270 | 57841.5 | 352463 | 24722 | 402809 | 3768723
2028-09-01 | 2037594 | 20099.8 | 5939.31 | 26298.7 | 258137 | 168896 | 35506.3 | 299646 | 55975.6 | 349403 | 24393.7 | 399312 | 3681201
2028-10-01 | 2105514 | 20769.8 | 6137.28 | 27175.3 | 266742 | 174526 | 36689.9 | 309634 | 57841.5 | 361049 | 25206.8 | 412622 | 3803908
2028-11-01 | 2037594 | 20099.8 | 5939.31 | 26298.7 | 258137 | 168896 | 35506.3 | 299646 | 55975.6 | 349403 | 24393.7 | 399312 | 3681201
2028-12-01 | 2105514 | 20769.8 | 6137.28 | 27175.3 | 266742 | 174526 | 36689.9 | 309634 | 57841.5 | 361049 | 25206.8 | 412622 | 3803908
2029-01-01 | 2105514 | 20769.8 | 6137.28 | 27175.3 | 266742 | 174526 | 36689.9 | 309634 | 57841.5 | 361049 | 25206.8 | 412622 | 3803908
2029-02-01 | 1901754 | 18759.8 | 5543.35 | 24545.5 | 240928 | 157636 | 33139.2 | 279669 | 52243.9 | 326109 | 22767.5 | 372691 | 3435787
2029-03-01 | 2105514 | 20769.8 | 6137.28 | 27175.3 | 266742 | 174526 | 36689.9 | 309634 | 57841.5 | 361049 | 25206.8 | 412622 | 3803908
2029-04-01 | 2037594 | 20099.8 | 5939.31 | 26298.7 | 258137 | 168896 | 35506.3 | 299646 | 55975.6 | 349403 | 24393.7 | 399312 | 3681201
2029-05-01 | 2105514 | 20769.8 | 6137.28 | 27175.3 | 266742 | 174526 | 36689.9 | 309634 | 57841.5 | 361049 | 25206.8 | 412622 | 3803908
2029-06-01 | 2037594 | 20099.8 | 5939.31 | 26298.7 | 258137 | 168896 | 35506.3 | 299646 | 55975.6 | 349403 | 24393.7 | 399312 | 3681201
2029-07-01 | 2105514 | 20769.8 | 6137.28 | 27175.3 | 266742 | 174526 | 36689.9 | 309634 | 57841.5 | 361049 | 25206.8 | 412622 | 3803908
2029-08-01 | 2105514 | 20769.8 | 6137.28 | 27175.3 | 266742 | 174526 | 36689.9 | 309634 | 57841.5 | 361049 | 25206.8 | 412622 | 3803908
2029-09-01 | 2037594 | 20296.8 | 5965.23 | 26298.7 | 260842 | 168896 | 35506.3 | 306772 | 55975.6 | 357712 | 24862.9 | 408808 | 3709529
2029-10-01 | 2105514 | 20973.3 | 6164.08 | 27175.3 | 269537 | 174526 | 36689.9 | 316998 | 57841.5 | 369636 | 25691.7 | 422435 | 3833180
2029-11-01 | 2037594 | 20296.8 | 5965.23 | 26298.7 | 260842 | 168896 | 35506.3 | 306772 | 55975.6 | 357712 | 24862.9 | 408808 | 3709529
2029-12-01 | 2105514 | 20973.3 | 6164.08 | 27175.3 | 269537 | 174526 | 36689.9 | 316998 | 57841.5 | 369636 | 25691.7 | 422435 | 3833180
2030-01-01 | 2105514 | 20973.3 | 6164.08 | 27175.3 | 269537 | 174526 | 36689.9 | 316998 | 57841.5 | 369636 | 25691.7 | 422435 | 3833180
2030-02-01 | 1901754 | 18943.6 | 5567.55 | 24545.5 | 243453 | 157636 | 33139.2 | 286320 | 52243.9 | 333865 | 23205.4 | 381554 | 3462228
2030-03-01 | 2105514 | 20973.3 | 6164.08 | 27175.3 | 269537 | 174526 | 36689.9 | 316998 | 57841.5 | 369636 | 25691.7 | 422435 | 3833180
2030-04-01 | 2037594 | 20296.8 | 5965.23 | 26298.7 | 260842 | 168896 | 35506.3 | 306772 | 55975.6 | 357712 | 24862.9 | 408808 | 3709529
2030-05-01 | 2105514 | 20973.3 | 6164.08 | 27175.3 | 269537 | 174526 | 36689.9 | 316998 | 57841.5 | 369636 | 25691.7 | 422435 | 3833180
2030-06-01 | 2037594 | 20296.8 | 5965.23 | 26298.7 | 260842 | 168896 | 35506.3 | 306772 | 55975.6 | 357712 | 24862.9 | 408808 | 3709529
2030-07-01 | 2105514 | 20973.3 | 6164.08 | 27175.3 | 269537 | 174526 | 36689.9 | 316998 | 57841.5 | 369636 | 25691.7 | 422435 | 3833180
2030-08-01 | 2105514 | 20973.3 | 6164.08 | 27175.3 | 269537 | 174526 | 36689.9 | 316998 | 57841.5 | 369636 | 25691.7 | 422435 | 3833180
2030-09-01 | 2037594 | 20504.2 | 5996.73 | 26298.7 | 260842 | 168896 | 35506.3 | 313158 | 55975.6 | 363241 | 25247 | 415127 | 3728387
2030-10-01 | 2105514 | 21187.7 | 6196.63 | 27175.3 | 269537 | 174526 | 36689.9 | 323596 | 57841.5 | 375350 | 26088.5 | 428964 | 3852666
2030-11-01 | 2037594 | 20504.2 | 5996.73 | 26298.7 | 260842 | 168896 | 35506.3 | 313158 | 55975.6 | 363241 | 25247 | 415127 | 3728387
2030-12-01 | 2105514 | 21187.7 | 6196.63 | 27175.3 | 269537 | 174526 | 36689.9 | 323596 | 57841.5 | 375350 | 26088.5 | 428964 | 3852666
2031-01-01 | 2105514 | 21187.7 | 6196.63 | 27175.3 | 269537 | 174526 | 36689.9 | 323596 | 57841.5 | 375350 | 26088.5 | 428964 | 3852666
2031-02-01 | 1901754 | 19137.3 | 5596.95 | 24545.5 | 243453 | 157636 | 33139.2 | 292281 | 52243.9 | 339025 | 23563.8 | 387452 | 3479828
2031-03-01 | 2105514 | 21187.7 | 6196.63 | 27175.3 | 269537 | 174526 | 36689.9 | 323596 | 57841.5 | 375350 | 26088.5 | 428964 | 3852666
2031-04-01 | 2037594 | 20504.2 | 5996.73 | 26298.7 | 260842 | 168896 | 35506.3 | 313158 | 55975.6 | 363241 | 25247 | 415127 | 3728387
2031-05-01 | 2105514 | 21187.7 | 6196.63 | 27175.3 | 269537 | 174526 | 36689.9 | 323596 | 57841.5 | 375350 | 26088.5 | 428964 | 3852666
2031-06-01 | 2037594 | 20504.2 | 5996.73 | 26298.7 | 260842 | 168896 | 35506.3 | 313158 | 55975.6 | 363241 | 25247 | 415127 | 3728387
2031-07-01 | 2105514 | 21187.7 | 6196.63 | 27175.3 | 269537 | 174526 | 36689.9 | 323596 | 57841.5 | 375350 | 26088.5 | 428964 | 3852666
2031-08-01 | 2105514 | 21187.7 | 6196.63 | 27175.3 | 269537 | 174526 | 36689.9 | 323596 | 57841.5 | 375350 | 26088.5 | 428964 | 3852666
2031-09-01 | 2037594 | 20711.7 | 6027.29 | 26298.7 | 260842 | 168896 | 35506.3 | 319544 | 55975.6 | 368771 | 25631.1 | 421445 | 3747243
2031-10-01 | 2105514 | 21402.1 | 6228.2 | 27175.3 | 269537 | 174526 | 36689.9 | 330195 | 57841.5 | 381063 | 26485.4 | 435494 | 3872151
2031-11-01 | 2037594 | 20711.7 | 6027.29 | 26298.7 | 260842 | 168896 | 35506.3 | 319544 | 55975.6 | 368771 | 25631.1 | 421445 | 3747243
2031-12-01 | 2105514 | 21402.1 | 6228.2 | 27175.3 | 269537 | 174526 | 36689.9 | 330195 | 57841.5 | 381063 | 26485.4 | 435494 | 3872151
2032-01-01 | 2105514 | 21402.1 | 6228.2 | 27175.3 | 269537 | 174526 | 36689.9 | 330195 | 57841.5 | 381063 | 26485.4 | 435494 | 3872151
2032-02-01 | 1901754 | 19330.9 | 5625.47 | 24545.5 | 243453 | 157636 | 33139.2 | 298241 | 52243.9 | 344186 | 23922.3 | 393349 | 3497427
2032-03-01 | 2105514 | 21402.1 | 6228.2 | 27175.3 | 269537 | 174526 | 36689.9 | 330195 | 57841.5 | 381063 | 26485.4 | 435494 | 3872151
2032-04-01 | 2037594 | 20711.7 | 6027.29 | 26298.7 | 260842 | 168896 | 35506.3 | 319544 | 55975.6 | 368771 | 25631.1 | 421445 | 3747243
2032-05-01 | 2105514 | 21402.1 | 6228.2 | 27175.3 | 269537 | 174526 | 36689.9 | 330195 | 57841.5 | 381063 | 26485.4 | 435494 | 3872151
2032-06-01 | 2037594 | 20711.7 | 6027.29 | 26298.7 | 260842 | 168896 | 35506.3 | 319544 | 55975.6 | 368771 | 25631.1 | 421445 | 3747243
2032-07-01 | 2105514 | 21402.1 | 6228.2 | 27175.3 | 269537 | 174526 | 36689.9 | 330195 | 57841.5 | 381063 | 26485.4 | 435494 | 3872151
2032-08-01 | 2105514 | 21402.1 | 6228.2 | 27175.3 | 269537 | 174526 | 36689.9 | 330195 | 57841.5 | 381063 | 26485.4 | 435494 | 3872151
2032-09-01 | 2037594 | 20919.2 | 6056.94 | 26298.7 | 260842 | 168896 | 35506.3 | 325930 | 55975.6 | 374300 | 26015.1 | 427764 | 3766098
2032-10-01 | 2105514 | 21616.5 | 6258.84 | 27175.3 | 269537 | 174526 | 36689.9 | 336794 | 57841.5 | 386777 | 26882.3 | 442023 | 3891635
2032-11-01 | 2037594 | 20919.2 | 6056.94 | 26298.7 | 260842 | 168896 | 35506.3 | 325930 | 55975.6 | 374300 | 26015.1 | 427764 | 3766098
2032-12-01 | 2105514 | 21616.5 | 6258.84 | 27175.3 | 269537 | 174526 | 36689.9 | 336794 | 57841.5 | 386777 | 26882.3 | 442023 | 3891635
2033-01-01 | 2105514 | 21616.5 | 6258.84 | 27175.3 | 269537 | 174526 | 36689.9 | 336794 | 57841.5 | 386777 | 26882.3 | 442023 | 3891635
2033-02-01 | 1901754 | 19524.5 | 5653.14 | 24545.5 | 243453 | 157636 | 33139.2 | 304201 | 52243.9 | 349347 | 24280.8 | 399247 | 3515025
2033-03-01 | 2105514 | 21616.5 | 6258.84 | 27175.3 | 269537 | 174526 | 36689.9 | 336794 | 57841.5 | 386777 | 26882.3 | 442023 | 3891635
2033-04-01 | 2037594 | 20919.2 | 6056.94 | 26298.7 | 260842 | 168896 | 35506.3 | 325930 | 55975.6 | 374300 | 26015.1 | 427764 | 3766098
2033-05-01 | 2105514 | 21616.5 | 6258.84 | 27175.3 | 269537 | 174526 | 36689.9 | 336794 | 57841.5 | 386777 | 26882.3 | 442023 | 3891635
2033-06-01 | 2037594 | 20919.2 | 6056.94 | 26298.7 | 260842 | 168896 | 35506.3 | 325930 | 55975.6 | 374300 | 26015.1 | 427764 | 3766098
2033-07-01 | 2105514 | 21616.5 | 6258.84 | 27175.3 | 269537 | 174526 | 36689.9 | 336794 | 57841.5 | 386777 | 26882.3 | 442023 | 3891635
2033-08-01 | 2105514 | 21616.5 | 6258.84 | 27175.3 | 269537 | 174526 | 36689.9 | 336794 | 57841.5 | 386777 | 26882.3 | 442023 | 3891635
2033-09-01 | 2037594 | 21126.6 | 6085.73 | 26298.7 | 260842 | 168896 | 35506.3 | 332316 | 55975.6 | 379829 | 26399.2 | 434083 | 3784953
2033-10-01 | 2105514 | 21830.8 | 6288.59 | 27175.3 | 269537 | 174526 | 36689.9 | 343393 | 57841.5 | 392490 | 27279.2 | 448552 | 3911118
2033-11-01 | 2037594 | 21126.6 | 6085.73 | 26298.7 | 260842 | 168896 | 35506.3 | 332316 | 55975.6 | 379829 | 26399.2 | 434083 | 3784953
2033-12-01 | 2105514 | 21830.8 | 6288.59 | 27175.3 | 269537 | 174526 | 36689.9 | 343393 | 57841.5 | 392490 | 27279.2 | 448552 | 3911118
2034-01-01 | 2105514 | 21830.8 | 6288.59 | 27175.3 | 269537 | 174526 | 36689.9 | 343393 | 57841.5 | 392490 | 27279.2 | 448552 | 3911118
2034-02-01 | 1901754 | 19718.2 | 5680.01 | 24545.5 | 243453 | 157636 | 33139.2 | 310162 | 52243.9 | 354507 | 24639.3 | 405144 | 3532622
2034-03-01 | 2105514 | 21830.8 | 6288.59 | 27175.3 | 269537 | 174526 | 36689.9 | 343393 | 57841.5 | 392490 | 27279.2 | 448552 | 3911118
2034-04-01 | 2037594 | 21126.6 | 6085.73 | 26298.7 | 260842 | 168896 | 35506.3 | 332316 | 55975.6 | 379829 | 26399.2 | 434083 | 3784953
2034-05-01 | 2105514 | 21830.8 | 6288.59 | 27175.3 | 269537 | 174526 | 36689.9 | 343393 | 57841.5 | 392490 | 27279.2 | 448552 | 3911118
2034-06-01 | 2037594 | 21126.6 | 6085.73 | 26298.7 | 260842 | 168896 | 35506.3 | 332316 | 55975.6 | 379829 | 26399.2 | 434083 | 3784953
2034-07-01 | 2105514 | 21830.8 | 6288.59 | 27175.3 | 269537 | 174526 | 36689.9 | 343393 | 57841.5 | 392490 | 27279.2 | 448552 | 3911118
2034-08-01 | 2105514 | 21830.8 | 6288.59 | 27175.3 | 269537 | 174526 | 36689.9 | 343393 | 57841.5 | 392490 | 27279.2 | 448552 | 3911118
2034-09-01 | 2037594 | 21334.1 | 6113.69 | 26298.7 | 260842 | 168896 | 35506.3 | 338702 | 55975.6 | 385359 | 26783.3 | 440402 | 3803806
2034-10-01 | 2105514 | 22045.2 | 6317.48 | 27175.3 | 269537 | 174526 | 36689.9 | 349992 | 57841.5 | 398204 | 27676.1 | 455082 | 3930600
2034-11-01 | 2037594 | 21334.1 | 6113.69 | 26298.7 | 260842 | 168896 | 35506.3 | 338702 | 55975.6 | 385359 | 26783.3 | 440402 | 3803806
2034-12-01 | 2105514 | 22045.2 | 6317.48 | 27175.3 | 269537 | 174526 | 36689.9 | 349992 | 57841.5 | 398204 | 27676.1 | 455082 | 3930600
2035-01-01 | 2105514 | 22045.2 | 6317.48 | 27175.3 | 269537 | 174526 | 36689.9 | 349992 | 57841.5 | 398204 | 27676.1 | 455082 | 3930600
2035-02-01 | 1901754 | 19911.8 | 5706.11 | 24545.5 | 243453 | 157636 | 33139.2 | 316122 | 52243.9 | 359668 | 24997.7 | 411041 | 3550219
2035-03-01 | 2105514 | 22045.2 | 6317.48 | 27175.3 | 269537 | 174526 | 36689.9 | 349992 | 57841.5 | 398204 | 27676.1 | 455082 | 3930600
2035-04-01 | 2037594 | 21334.1 | 6113.69 | 26298.7 | 260842 | 168896 | 35506.3 | 338702 | 55975.6 | 385359 | 26783.3 | 440402 | 3803806
2035-05-01 | 2105514 | 22045.2 | 6317.48 | 27175.3 | 269537 | 174526 | 36689.9 | 349992 | 57841.5 | 398204 | 27676.1 | 455082 | 3930600
2035-06-01 | 2037594 | 21334.1 | 6113.69 | 26298.7 | 260842 | 168896 | 35506.3 | 338702 | 55975.6 | 385359 | 26783.3 | 440402 | 3803806
2035-07-01 | 2105514 | 22045.2 | 6317.48 | 27175.3 | 269537 | 174526 | 36689.9 | 349992 | 57841.5 | 398204 | 27676.1 | 455082 | 3930600
2035-08-01 | 2105514 | 22045.2 | 6317.48 | 27175.3 | 269537 | 174526 | 36689.9 | 349992 | 57841.5 | 398204 | 8947.67 | 146536 | 3603326
2035-09-01 | 2037594 | 21551.5 | 6145.97 | 26298.7 | 260842 | 168896 | 35506.3 | 345753 | 55975.6 | 391315 | 5314.33 | 86177.1 | 3441369
2035-10-01 | 2105514 | 22269.9 | 6350.83 | 27175.3 | 269537 | 174526 | 36689.9 | 357278 | 57841.5 | 404359 | 5865.26 | 96120 | 3563526
2035-11-01 | 2037594 | 21551.5 | 6145.97 | 26298.7 | 260842 | 168896 | 35506.3 | 345753 | 55975.6 | 391315 | 27197.2 | 447208 | 3824283
2035-12-01 | 2105514 | 22269.9 | 6350.83 | 27175.3 | 269537 | 174526 | 36689.9 | 357278 | 57841.5 | 404359 | 28103.8 | 462115 | 3951760
2036-01-01 | 2105514 | 22269.9 | 6350.83 | 27175.3 | 269537 | 174526 | 36689.9 | 357278 | 57841.5 | 404359 | 28103.8 | 462115 | 3951760
2036-02-01 | 1901754 | 20114.7 | 5736.24 | 24545.5 | 243453 | 157636 | 33139.2 | 322702 | 52243.9 | 365227 | 25384.1 | 417394 | 3569331
2036-03-01 | 2105514 | 22269.9 | 6350.83 | 27175.3 | 269537 | 174526 | 36689.9 | 357278 | 57841.5 | 404359 | 28103.8 | 462115 | 3951760
2036-04-01 | 2037594 | 21551.5 | 6145.97 | 26298.7 | 260842 | 168896 | 35506.3 | 345753 | 55975.6 | 391315 | 27197.2 | 447208 | 3824283
2036-05-01 | 2105514 | 22269.9 | 6350.83 | 27175.3 | 269537 | 174526 | 36689.9 | 357278 | 57841.5 | 404359 | 28103.8 | 462115 | 3951760
2036-06-01 | 2037594 | 21551.5 | 6145.97 | 26298.7 | 260842 | 168896 | 35506.3 | 345753 | 55975.6 | 391315 | 27197.2 | 447208 | 3824283
2036-07-01 | 2105514 | 22269.9 | 6350.83 | 27175.3 | 269537 | 174526 | 36689.9 | 357278 | 57841.5 | 404359 | 28103.8 | 462115 | 3951760
2036-08-01 | 2105514 | 22269.9 | 6350.83 | 27175.3 | 269537 | 174526 | 36689.9 | 357278 | 57841.5 | 404359 | 28103.8 | 462115 | 3951760
2036-09-01 | 2037594 | 21768.9 | 6177.27 | 26298.7 | 260842 | 168896 | 35506.3 | 352803 | 55975.6 | 397272 | 27611.1 | 454015 | 3844760
2036-10-01 | 2105514 | 22494.5 | 6383.18 | 27175.3 | 269537 | 174526 | 36689.9 | 364563 | 57841.5 | 410514 | 28531.5 | 469149 | 3972919
2036-11-01 | 2037594 | 21768.9 | 6177.27 | 26298.7 | 260842 | 168896 | 35506.3 | 352803 | 55975.6 | 397272 | 27611.1 | 454015 | 3844760
2036-12-01 | 2105514 | 22494.5 | 6383.18 | 27175.3 | 269537 | 174526 | 36689.9 | 364563 | 57841.5 | 410514 | 28531.5 | 469149 | 3972919
2037-01-01 | 2105514 | 22494.5 | 6383.18 | 27175.3 | 269537 | 174526 | 36689.9 | 364563 | 57841.5 | 410514 | 28531.5 | 469149 | 3972919
2037-02-01 | 1901754 | 20317.6 | 5765.46 | 24545.5 | 243453 | 157636 | 33139.2 | 329283 | 52243.9 | 370787 | 25770.4 | 423747 | 3588443
2037-03-01 | 2105514 | 22494.5 | 6383.18 | 27175.3 | 269537 | 174526 | 36689.9 | 364563 | 57841.5 | 410514 | 28531.5 | 469149 | 3972919
2037-04-01 | 2037594 | 21768.9 | 6177.27 | 26298.7 | 260842 | 168896 | 35506.3 | 352803 | 55975.6 | 397272 | 27611.1 | 454015 | 3844760
2037-05-01 | 2105514 | 22494.5 | 6383.18 | 27175.3 | 269537 | 174526 | 36689.9 | 364563 | 57841.5 | 410514 | 28531.5 | 469149 | 3972919
2037-06-01 | 2037594 | 21768.9 | 6177.27 | 26298.7 | 260842 | 168896 | 35506.3 | 352803 | 55975.6 | 397272 | 27611.1 | 454015 | 3844760
2037-07-01 | 2105514 | 22494.5 | 6383.18 | 27175.3 | 269537 | 174526 | 36689.9 | 364563 | 57841.5 | 410514 | 28531.5 | 469149 | 3972919
2037-08-01 | 2105514 | 22494.5 | 6383.18 | 27175.3 | 269537 | 174526 | 36689.9 | 364563 | 57841.5 | 410514 | 28531.5 | 469149 | 3972919
2037-09-01 | 2037594 | 21986.3 | 6207.66 | 26298.7 | 260842 | 168896 | 35506.3 | 359854 | 55975.6 | 403228 | 28025.1 | 460822 | 3865235
2037-10-01 | 2105514 | 22719.2 | 6414.58 | 27175.3 | 269537 | 174526 | 36689.9 | 371849 | 57841.5 | 416669 | 28959.2 | 476183 | 3994076
2037-11-01 | 2037594 | 21986.3 | 6207.66 | 26298.7 | 260842 | 168896 | 35506.3 | 359854 | 55975.6 | 403228 | 28025.1 | 460822 | 3865235
2037-12-01 | 2105514 | 22719.2 | 6414.58 | 27175.3 | 269537 | 174526 | 36689.9 | 371849 | 57841.5 | 416669 | 28959.2 | 476183 | 3994076
2038-01-01 | 2105514 | 22719.2 | 6414.58 | 27175.3 | 269537 | 174526 | 36689.9 | 371849 | 57841.5 | 416669 | 28959.2 | 476183 | 3994076
2038-02-01 | 1901754 | 20520.5 | 5793.81 | 24545.5 | 243453 | 157636 | 33139.2 | 335863 | 52243.9 | 376346 | 26156.7 | 430101 | 3607553
2038-03-01 | 2105514 | 22719.2 | 6414.58 | 27175.3 | 269537 | 174526 | 36689.9 | 371849 | 57841.5 | 416669 | 28959.2 | 476183 | 3994076
2038-04-01 | 2037594 | 21986.3 | 6207.66 | 26298.7 | 260842 | 168896 | 35506.3 | 359854 | 55975.6 | 403228 | 28025.1 | 460822 | 3865235
2038-05-01 | 2105514 | 22719.2 | 6414.58 | 27175.3 | 269537 | 174526 | 36689.9 | 371849 | 57841.5 | 416669 | 28959.2 | 476183 | 3994076
2038-06-01 | 2037594 | 21986.3 | 6207.66 | 26298.7 | 260842 | 168896 | 35506.3 | 359854 | 55975.6 | 403228 | 28025.1 | 460822 | 3865235
2038-07-01 | 2105514 | 22719.2 | 6414.58 | 27175.3 | 269537 | 174526 | 36689.9 | 371849 | 57841.5 | 416669 | 28959.2 | 476183 | 3994076
2038-08-01 | 2105514 | 22719.2 | 6414.58 | 27175.3 | 269537 | 174526 | 36689.9 | 371849 | 57841.5 | 416669 | 28959.2 | 476183 | 3994076
2038-09-01 | 2037594 | 22203.7 | 6237.16 | 26298.7 | 260842 | 168896 | 35506.3 | 366904 | 55975.6 | 409184 | 28439 | 467629 | 3885710
2038-10-01 | 2105514 | 22943.8 | 6445.06 | 27175.3 | 269537 | 174526 | 36689.9 | 379134 | 57841.5 | 422824 | 29386.9 | 483216 | 4015233
2038-11-01 | 2037594 | 22203.7 | 6237.16 | 26298.7 | 260842 | 168896 | 35506.3 | 366904 | 55975.6 | 409184 | 28439 | 467629 | 3885710
2038-12-01 | 2105514 | 22943.8 | 6445.06 | 27175.3 | 269537 | 174526 | 36689.9 | 379134 | 57841.5 | 422824 | 29386.9 | 483216 | 4015233
2039-01-01 | 2105514 | 22943.8 | 6445.06 | 27175.3 | 269537 | 174526 | 36689.9 | 379134 | 57841.5 | 422824 | 29386.9 | 483216 | 4015233
2039-02-01 | 1901754 | 20723.5 | 5821.34 | 24545.5 | 243453 | 157636 | 33139.2 | 342444 | 52243.9 | 381905 | 26543 | 436454 | 3626663
2039-03-01 | 2105514 | 22943.8 | 6445.06 | 27175.3 | 269537 | 174526 | 36689.9 | 379134 | 57841.5 | 422824 | 29386.9 | 483216 | 4015233
2039-04-01 | 2037594 | 22203.7 | 6237.16 | 26298.7 | 260842 | 168896 | 35506.3 | 366904 | 55975.6 | 409184 | 28439 | 467629 | 3885710
2039-05-01 | 2105514 | 22943.8 | 6445.06 | 27175.3 | 269537 | 174526 | 36689.9 | 379134 | 57841.5 | 422824 | 29386.9 | 483216 | 4015233
2039-06-01 | 2037594 | 22203.7 | 6237.16 | 26298.7 | 260842 | 168896 | 35506.3 | 366904 | 55975.6 | 409184 | 28439 | 467629 | 3885710
2039-07-01 | 2105514 | 22943.8 | 6445.06 | 27175.3 | 269537 | 174526 | 36689.9 | 379134 | 57841.5 | 422824 | 29386.9 | 483216 | 4015233
2039-08-01 | 2105514 | 22943.8 | 6445.06 | 27175.3 | 269537 | 174526 | 36689.9 | 379134 | 57841.5 | 422824 | 29386.9 | 483216 | 4015233
2039-09-01 | 2037594 | 22421.1 | 6265.81 | 26298.7 | 260842 | 168896 | 35506.3 | 373955 | 55975.6 | 415141 | 28852.9 | 474436 | 3906184
2039-10-01 | 2105514 | 23168.5 | 6474.67 | 27175.3 | 269537 | 174526 | 36689.9 | 386420 | 57841.5 | 428979 | 29814.7 | 490250 | 4036390
2039-11-01 | 2037594 | 22421.1 | 6265.81 | 26298.7 | 260842 | 168896 | 35506.3 | 373955 | 55975.6 | 415141 | 28852.9 | 474436 | 3906184
2039-12-01 | 2105514 | 23168.5 | 6474.67 | 27175.3 | 269537 | 174526 | 36689.9 | 386420 | 57841.5 | 428979 | 29814.7 | 490250 | 4036390
2040-01-01 | 2105514 | 23168.5 | 6474.67 | 27175.3 | 269537 | 174526 | 36689.9 | 386420 | 57841.5 | 428979 | 29814.7 | 490250 | 4036390
2040-02-01 | 1901754 | 20926.4 | 5848.09 | 24545.5 | 243453 | 157636 | 33139.2 | 349024 | 52243.9 | 387465 | 26929.4 | 442807 | 3645771
2040-03-01 | 2105514 | 23168.5 | 6474.67 | 27175.3 | 269537 | 174526 | 36689.9 | 386420 | 57841.5 | 428979 | 29814.7 | 490250 | 4036390
2040-04-01 | 2037594 | 22421.1 | 6265.81 | 26298.7 | 260842 | 168896 | 35506.3 | 373955 | 55975.6 | 415141 | 28852.9 | 474436 | 3906184
2040-05-01 | 2105514 | 23168.5 | 6474.67 | 27175.3 | 269537 | 174526 | 36689.9 | 386420 | 57841.5 | 428979 | 29814.7 | 490250 | 4036390
2040-06-01 | 2037594 | 22421.1 | 6265.81 | 26298.7 | 260842 | 168896 | 35506.3 | 373955 | 55975.6 | 415141 | 28852.9 | 474436 | 3906184
2040-07-01 | 2105514 | 23168.5 | 6474.67 | 27175.3 | 269537 | 174526 | 36689.9 | 386420 | 57841.5 | 428979 | 29814.7 | 490250 | 4036390
2040-08-01 | 2105514 | 23168.5 | 6474.67 | 27175.3 | 269537 | 174526 | 36689.9 | 386420 | 57841.5 | 428979 | 29814.7 | 490250 | 4036390
2040-09-01 | 2037594 | 22603.4 | 6298.39 | 26298.7 | 260842 | 168896 | 35506.3 | 379735 | 55975.6 | 419376 | 29147.4 | 479276 | 3921549
2040-10-01 | 2105514 | 23356.9 | 6508.33 | 27175.3 | 269537 | 174526 | 36689.9 | 392393 | 57841.5 | 433355 | 30119 | 495252 | 4052267
2040-11-01 | 2037594 | 22603.4 | 6298.39 | 26298.7 | 260842 | 168896 | 35506.3 | 379735 | 55975.6 | 419376 | 29147.4 | 479276 | 3921549
2040-12-01 | 2105514 | 23356.9 | 6508.33 | 27175.3 | 269537 | 174526 | 36689.9 | 392393 | 57841.5 | 433355 | 30119 | 495252 | 4052267
2041-01-01 | 2105514 | 23356.9 | 6508.33 | 27175.3 | 269537 | 174526 | 36689.9 | 392393 | 57841.5 | 433355 | 30119 | 495252 | 4052267
2041-02-01 | 1901754 | 21096.5 | 5878.5 | 24545.5 | 243453 | 157636 | 33139.2 | 354419 | 52243.9 | 391417 | 27204.3 | 447324 | 3660112
2041-03-01 | 2105514 | 23356.9 | 6508.33 | 27175.3 | 269537 | 174526 | 36689.9 | 392393 | 57841.5 | 433355 | 30119 | 495252 | 4052267
2041-04-01 | 2037594 | 22603.4 | 6298.39 | 26298.7 | 260842 | 168896 | 35506.3 | 379735 | 55975.6 | 419376 | 29147.4 | 479276 | 3921549
2041-05-01 | 2105514 | 23356.9 | 6508.33 | 27175.3 | 269537 | 174526 | 36689.9 | 392393 | 57841.5 | 433355 | 30119 | 495252 | 4052267
2041-06-01 | 2037594 | 22603.4 | 6298.39 | 26298.7 | 260842 | 168896 | 35506.3 | 379735 | 55975.6 | 419376 | 29147.4 | 479276 | 3921549
2041-07-01 | 2105514 | 23356.9 | 6508.33 | 27175.3 | 269537 | 174526 | 36689.9 | 392393 | 57841.5 | 433355 | 30119 | 495252 | 4052267
2041-08-01 | 2105514 | 23356.9 | 6508.33 | 27175.3 | 269537 | 174526 | 36689.9 | 392393 | 57841.5 | 433355 | 30119 | 495252 | 4052267
2041-09-01 | 2037594 | 22785.8 | 6330.32 | 26298.7 | 260842 | 168896 | 35506.3 | 381818 | 55975.6 | 423611 | 29442 | 484116 | 3933216
2041-10-01 | 2105514 | 23545.3 | 6541.33 | 27175.3 | 269537 | 174526 | 36689.9 | 394545 | 57841.5 | 437731 | 30423.4 | 500254 | 4064323
2041-11-01 | 2037594 | 22785.8 | 6330.32 | 26298.7 | 260842 | 168896 | 35506.3 | 381818 | 55975.6 | 423611 | 29442 | 484116 | 3933216
2041-12-01 | 2105514 | 23545.3 | 6541.33 | 27175.3 | 269537 | 174526 | 36689.9 | 394545 | 57841.5 | 437731 | 30423.4 | 500254 | 4064323
2042-01-01 | 2105514 | 23545.3 | 6541.33 | 27175.3 | 269537 | 174526 | 36689.9 | 394545 | 57841.5 | 437731 | 30423.4 | 500254 | 4064323
2042-02-01 | 1901754 | 21266.7 | 5908.3 | 24545.5 | 243453 | 157636 | 33139.2 | 356364 | 52243.9 | 395370 | 27479.2 | 451842 | 3671002
2042-03-01 | 2105514 | 23545.3 | 6541.33 | 27175.3 | 269537 | 174526 | 36689.9 | 394545 | 57841.5 | 437731 | 30423.4 | 500254 | 4064323
2042-04-01 | 2037594 | 22785.8 | 6330.32 | 26298.7 | 260842 | 168896 | 35506.3 | 381818 | 55975.6 | 423611 | 29442 | 484116 | 3933216
2042-05-01 | 2105514 | 23545.3 | 6541.33 | 27175.3 | 269537 | 174526 | 36689.9 | 394545 | 57841.5 | 437731 | 30423.4 | 500254 | 4064323
2042-06-01 | 2037594 | 22785.8 | 6330.32 | 26298.7 | 260842 | 168896 | 35506.3 | 381818 | 55975.6 | 423611 | 29442 | 484116 | 3933216
2042-07-01 | 2105514 | 23545.3 | 6541.33 | 27175.3 | 269537 | 174526 | 36689.9 | 394545 | 57841.5 | 437731 | 30423.4 | 500254 | 4064323
2042-08-01 | 2105514 | 23545.3 | 6541.33 | 27175.3 | 269537 | 174526 | 36689.9 | 394545 | 57841.5 | 437731 | 30423.4 | 500254 | 4064323
2042-09-01 | 2037594 | 22968.1 | 6361.62 | 26298.7 | 260842 | 168896 | 35506.3 | 381818 | 55975.6 | 427846 | 29736.6 | 488957 | 3942800
2042-10-01 | 2105514 | 23733.7 | 6573.67 | 27175.3 | 269537 | 174526 | 36689.9 | 394545 | 57841.5 | 442108 | 30727.8 | 505255 | 4074226
2042-11-01 | 2037594 | 22968.1 | 6361.62 | 26298.7 | 260842 | 168896 | 35506.3 | 381818 | 55975.6 | 427846 | 29736.6 | 488957 | 3942800
2042-12-01 | 2105514 | 23733.7 | 6573.67 | 27175.3 | 269537 | 174526 | 36689.9 | 394545 | 57841.5 | 442108 | 30727.8 | 505255 | 4074226
2043-01-01 | 2105514 | 23733.7 | 6573.67 | 27175.3 | 269537 | 174526 | 36689.9 | 394545 | 57841.5 | 442108 | 30727.8 | 505255 | 4074226
2043-02-01 | 1901754 | 21436.9 | 5937.51 | 24545.5 | 243453 | 157636 | 33139.2 | 356364 | 52243.9 | 399323 | 27754.1 | 456360 | 3679946
2043-03-01 | 2105514 | 23733.7 | 6573.67 | 27175.3 | 269537 | 174526 | 36689.9 | 394545 | 57841.5 | 442108 | 30727.8 | 505255 | 4074226
2043-04-01 | 2037594 | 22968.1 | 6361.62 | 26298.7 | 260842 | 168896 | 35506.3 | 381818 | 55975.6 | 427846 | 29736.6 | 488957 | 3942800
2043-05-01 | 2105514 | 23733.7 | 6573.67 | 27175.3 | 269537 | 174526 | 36689.9 | 394545 | 57841.5 | 442108 | 30727.8 | 505255 | 4074226
2043-06-01 | 2037594 | 22968.1 | 6361.62 | 26298.7 | 260842 | 168896 | 35506.3 | 381818 | 55975.6 | 427846 | 29736.6 | 488957 | 3942800
2043-07-01 | 2105514 | 23733.7 | 6573.67 | 27175.3 | 269537 | 174526 | 36689.9 | 394545 | 57841.5 | 442108 | 30727.8 | 505255 | 4074226
2043-08-01 | 2105514 | 23733.7 | 6573.67 | 27175.3 | 269537 | 174526 | 36689.9 | 394545 | 57841.5 | 442108 | 30727.8 | 505255 | 4074226
2043-09-01 | 2037594 | 23150.5 | 6392.3 | 26298.7 | 260842 | 168896 | 35506.3 | 381818 | 55975.6 | 432081 | 30031.1 | 493797 | 3952383
2043-10-01 | 2105514 | 23922.1 | 6605.38 | 27175.3 | 269537 | 174526 | 36689.9 | 394545 | 57841.5 | 446484 | 31032.1 | 510257 | 4084129
2043-11-01 | 2037594 | 23150.5 | 6392.3 | 26298.7 | 260842 | 168896 | 35506.3 | 381818 | 55975.6 | 432081 | 30031.1 | 493797 | 3952383
2043-12-01 | 2105514 | 23922.1 | 6605.38 | 27175.3 | 269537 | 174526 | 36689.9 | 394545 | 57841.5 | 446484 | 31032.1 | 510257 | 4084129
2044-01-01 | 2105514 | 23922.1 | 6605.38 | 27175.3 | 269537 | 174526 | 36689.9 | 394545 | 57841.5 | 446484 | 31032.1 | 510257 | 4084129
2044-02-01 | 1901754 | 21607.1 | 5966.15 | 24545.5 | 243453 | 157636 | 33139.2 | 356364 | 52243.9 | 403276 | 28029 | 460877 | 3688891
2044-03-01 | 2105514 | 23922.1 | 6605.38 | 27175.3 | 269537 | 174526 | 36689.9 | 394545 | 57841.5 | 446484 | 31032.1 | 510257 | 4084129
2044-04-01 | 2037594 | 23150.5 | 6392.3 | 26298.7 | 260842 | 168896 | 35506.3 | 381818 | 55975.6 | 432081 | 30031.1 | 493797 | 3952383
2044-05-01 | 2105514 | 23922.1 | 6605.38 | 27175.3 | 269537 | 174526 | 36689.9 | 394545 | 57841.5 | 446484 | 31032.1 | 510257 | 4084129
2044-06-01 | 2037594 | 23150.5 | 6392.3 | 26298.7 | 260842 | 168896 | 35506.3 | 381818 | 55975.6 | 432081 | 30031.1 | 493797 | 3952383
2044-07-01 | 2105514 | 23922.1 | 6605.38 | 27175.3 | 269537 | 174526 | 36689.9 | 394545 | 57841.5 | 446484 | 31032.1 | 510257 | 4084129
2044-08-01 | 2105514 | 23922.1 | 6605.38 | 27175.3 | 269537 | 174526 | 36689.9 | 394545 | 57841.5 | 446484 | 31032.1 | 510257 | 4084129
2044-09-01 | 2037594 | 23332.8 | 6422.39 | 26298.7 | 260842 | 168896 | 35506.3 | 381818 | 55975.6 | 436316 | 30325.7 | 498637 | 3961965
2044-10-01 | 2105514 | 24110.6 | 6636.47 | 27175.3 | 269537 | 174526 | 36689.9 | 394545 | 57841.5 | 450860 | 31336.5 | 515259 | 4094031
2044-11-01 | 2037594 | 23332.8 | 6422.39 | 26298.7 | 260842 | 168896 | 35506.3 | 381818 | 55975.6 | 436316 | 30325.7 | 498637 | 3961965
2044-12-01 | 2105514 | 24110.6 | 6636.47 | 27175.3 | 269537 | 174526 | 36689.9 | 394545 | 57841.5 | 450860 | 31336.5 | 515259 | 4094031
2045-01-01 | 2105514 | 24110.6 | 6636.47 | 27175.3 | 269537 | 174526 | 36689.9 | 394545 | 57841.5 | 450860 | 31336.5 | 515259 | 4094031
2045-02-01 | 1901754 | 21777.3 | 5994.23 | 24545.5 | 243453 | 157636 | 33139.2 | 356364 | 52243.9 | 407228 | 28303.9 | 465395 | 3697834
2045-03-01 | 2105514 | 24110.6 | 6636.47 | 27175.3 | 269537 | 174526 | 36689.9 | 394545 | 57841.5 | 450860 | 31336.5 | 515259 | 4094031
2045-04-01 | 2037594 | 23332.8 | 6422.39 | 26298.7 | 260842 | 168896 | 35506.3 | 381818 | 55975.6 | 436316 | 30325.7 | 498637 | 3961965
2045-05-01 | 2105514 | 24110.6 | 6636.47 | 27175.3 | 269537 | 174526 | 36689.9 | 394545 | 57841.5 | 450860 | 31336.5 | 515259 | 4094031
2045-06-01 | 2037594 | 23332.8 | 6422.39 | 26298.7 | 260842 | 168896 | 35506.3 | 381818 | 55975.6 | 436316 | 30325.7 | 498637 | 3961965
2045-07-01 | 2105514 | 24110.6 | 6636.47 | 27175.3 | 269537 | 174526 | 36689.9 | 394545 | 57841.5 | 450860 | 31336.5 | 515259 | 4094031
2045-08-01 | 2105514 | 24110.6 | 6636.47 | 27175.3 | 269537 | 174526 | 36689.9 | 394545 | 57841.5 | 450860 | 31336.5 | 515259 | 4094031
2045-09-01 | 2037594 | 23522.1 | 6422.39 | 26298.7 | 260842 | 168896 | 35506.3 | 381818 | 55975.6 | 440768 | 30635.1 | 503725 | 3972003
2045-10-01 | 2105514 | 24306.2 | 6636.47 | 27175.3 | 269537 | 174526 | 36689.9 | 394545 | 57841.5 | 455460 | 31656.3 | 520515 | 4104403
2045-11-01 | 2037594 | 23522.1 | 6422.39 | 26298.7 | 260842 | 168896 | 35506.3 | 381818 | 55975.6 | 440768 | 30635.1 | 503725 | 3972003
2045-12-01 | 2105514 | 24306.2 | 6636.47 | 27175.3 | 269537 | 174526 | 36689.9 | 394545 | 57841.5 | 455460 | 31656.3 | 520515 | 4104403
2046-01-01 | 2105514 | 24306.2 | 6636.47 | 27175.3 | 269537 | 174526 | 36689.9 | 394545 | 57841.5 | 455460 | 31656.3 | 520515 | 4104403
2046-02-01 | 1901754 | 21954 | 5994.23 | 24545.5 | 243453 | 157636 | 33139.2 | 356364 | 52243.9 | 411383 | 28592.8 | 470143 | 3707203
2046-03-01 | 2105514 | 24306.2 | 6636.47 | 27175.3 | 269537 | 174526 | 36689.9 | 394545 | 57841.5 | 455460 | 31656.3 | 520515 | 4104403
2046-04-01 | 2037594 | 23522.1 | 6422.39 | 26298.7 | 260842 | 168896 | 35506.3 | 381818 | 55975.6 | 440768 | 30635.1 | 503725 | 3972003
2046-05-01 | 2105514 | 24306.2 | 6636.47 | 27175.3 | 269537 | 174526 | 36689.9 | 394545 | 57841.5 | 455460 | 31656.3 | 520515 | 4104403
2046-06-01 | 2037594 | 23522.1 | 6422.39 | 26298.7 | 260842 | 168896 | 35506.3 | 381818 | 55975.6 | 440768 | 30635.1 | 503725 | 3972003
2046-07-01 | 2105514 | 24306.2 | 6636.47 | 27175.3 | 269537 | 174526 | 36689.9 | 394545 | 57841.5 | 455460 | 31656.3 | 520515 | 4104403
2046-08-01 | 2105514 | 24306.2 | 6636.47 | 27175.3 | 269537 | 174526 | 36689.9 | 394545 | 57841.5 | 455460 | 31656.3 | 520515 | 4104403
2046-09-01 | 2037594 | 23711.5 | 6422.39 | 26298.7 | 260842 | 168896 | 35506.3 | 381818 | 55975.6 | 445220 | 30944.6 | 508812 | 3982041
2046-10-01 | 2105514 | 24501.9 | 6636.47 | 27175.3 | 269537 | 174526 | 36689.9 | 394545 | 57841.5 | 460060 | 31976.1 | 525772 | 4114776
2046-11-01 | 2037594 | 23711.5 | 6422.39 | 26298.7 | 260842 | 168896 | 35506.3 | 381818 | 55975.6 | 445220 | 30944.6 | 508812 | 3982041
2046-12-01 | 2105514 | 24501.9 | 6636.47 | 27175.3 | 269537 | 174526 | 36689.9 | 394545 | 57841.5 | 460060 | 31976.1 | 525772 | 4114776
2047-01-01 | 2105514 | 24501.9 | 6636.47 | 27175.3 | 269537 | 174526 | 36689.9 | 394545 | 57841.5 | 460060 | 31976.1 | 525772 | 4114776
2047-02-01 | 1901754 | 22130.7 | 5994.23 | 24545.5 | 243453 | 157636 | 33139.2 | 356364 | 52243.9 | 415538 | 28881.6 | 474891 | 3716571
2047-03-01 | 2105514 | 24501.9 | 6636.47 | 27175.3 | 269537 | 174526 | 36689.9 | 394545 | 57841.5 | 460060 | 31976.1 | 525772 | 4114776
2047-04-01 | 2037594 | 23711.5 | 6422.39 | 26298.7 | 260842 | 168896 | 35506.3 | 381818 | 55975.6 | 445220 | 30944.6 | 508812 | 3982041
2047-05-01 | 2105514 | 24501.9 | 6636.47 | 27175.3 | 269537 | 174526 | 36689.9 | 394545 | 57841.5 | 460060 | 31976.1 | 525772 | 4114776
2047-06-01 | 2037594 | 23711.5 | 6422.39 | 26298.7 | 260842 | 168896 | 35506.3 | 381818 | 55975.6 | 445220 | 30944.6 | 508812 | 3982041
2047-07-01 | 2105514 | 24501.9 | 6636.47 | 27175.3 | 269537 | 174526 | 36689.9 | 394545 | 57841.5 | 460060 | 31976.1 | 525772 | 4114776
2047-08-01 | 2105514 | 24501.9 | 6636.47 | 27175.3 | 269537 | 174526 | 36689.9 | 394545 | 57841.5 | 460060 | 31976.1 | 525772 | 4114776
2047-09-01 | 2037594 | 23900.8 | 6422.39 | 26298.7 | 260842 | 168896 | 35506.3 | 381818 | 55975.6 | 449671 | 31254.1 | 513899 | 3992079
2047-10-01 | 2105514 | 24697.5 | 6636.47 | 27175.3 | 269537 | 174526 | 36689.9 | 394545 | 57841.5 | 464661 | 32295.9 | 531029 | 4125148
2047-11-01 | 2037594 | 23900.8 | 6422.39 | 26298.7 | 260842 | 168896 | 35506.3 | 381818 | 55975.6 | 449671 | 31254.1 | 513899 | 3992079
2047-12-01 | 2105514 | 24697.5 | 6636.47 | 27175.3 | 269537 | 174526 | 36689.9 | 394545 | 57841.5 | 464661 | 32295.9 | 531029 | 4125148
2048-01-01 | 2105514 | 24697.5 | 6636.47 | 27175.3 | 269537 | 174526 | 36689.9 | 394545 | 57841.5 | 464661 | 32295.9 | 531029 | 4125148
2048-02-01 | 1901754 | 22307.5 | 5994.23 | 24545.5 | 243453 | 157636 | 33139.2 | 356364 | 52243.9 | 419693 | 29170.5 | 479639 | 3725940
2048-03-01 | 2105514 | 24697.5 | 6636.47 | 27175.3 | 269537 | 174526 | 36689.9 | 394545 | 57841.5 | 464661 | 32295.9 | 531029 | 4125148
2048-04-01 | 2037594 | 23900.8 | 6422.39 | 26298.7 | 260842 | 168896 | 35506.3 | 381818 | 55975.6 | 449671 | 31254.1 | 513899 | 3992079
2048-05-01 | 2105514 | 24697.5 | 6636.47 | 27175.3 | 269537 | 174526 | 36689.9 | 394545 | 57841.5 | 464661 | 32295.9 | 531029 | 4125148
2048-06-01 | 2037594 | 23900.8 | 6422.39 | 26298.7 | 260842 | 168896 | 35506.3 | 381818 | 55975.6 | 449671 | 31254.1 | 513899 | 3992079
2048-07-01 | 2105514 | 24697.5 | 6636.47 | 27175.3 | 269537 | 174526 | 36689.9 | 394545 | 57841.5 | 464661 | 32295.9 | 531029 | 4125148
2048-08-01 | 2105514 | 24697.5 | 6636.47 | 27175.3 | 269537 | 174526 | 36689.9 | 394545 | 57841.5 | 464661 | 32295.9 | 531029 | 4125148
2048-09-01 | 2037594 | 24090.2 | 6422.39 | 26298.7 | 260842 | 168896 | 35506.3 | 381818 | 55975.6 | 454123 | 31563.6 | 518986 | 4002116
2048-10-01 | 2105514 | 24893.2 | 6636.47 | 27175.3 | 269537 | 174526 | 36689.9 | 394545 | 57841.5 | 469261 | 32615.7 | 536286 | 4135520
2048-11-01 | 2037594 | 24090.2 | 6422.39 | 26298.7 | 260842 | 168896 | 35506.3 | 381818 | 55975.6 | 454123 | 31563.6 | 518986 | 4002116
2048-12-01 | 2105514 | 24893.2 | 6636.47 | 27175.3 | 269537 | 174526 | 36689.9 | 394545 | 57841.5 | 469261 | 32615.7 | 536286 | 4135520
2049-01-01 | 2105514 | 24893.2 | 6636.47 | 27175.3 | 269537 | 174526 | 36689.9 | 394545 | 57841.5 | 469261 | 32615.7 | 536286 | 4135520
2049-02-01 | 1901754 | 22484.2 | 5994.23 | 24545.5 | 243453 | 157636 | 33139.2 | 356364 | 52243.9 | 423848 | 29459.3 | 484387 | 3735309
2049-03-01 | 2105514 | 24893.2 | 6636.47 | 27175.3 | 269537 | 174526 | 36689.9 | 394545 | 57841.5 | 469261 | 32615.7 | 536286 | 4135520
2049-04-01 | 2037594 | 24090.2 | 6422.39 | 26298.7 | 260842 | 168896 | 35506.3 | 381818 | 55975.6 | 454123 | 31563.6 | 518986 | 4002116
2049-05-01 | 2105514 | 24893.2 | 6636.47 | 27175.3 | 269537 | 174526 | 36689.9 | 394545 | 57841.5 | 469261 | 32615.7 | 536286 | 4135520
2049-06-01 | 2037594 | 24090.2 | 6422.39 | 26298.7 | 260842 | 168896 | 35506.3 | 381818 | 55975.6 | 454123 | 31563.6 | 518986 | 4002116
2049-07-01 | 2105514 | 24893.2 | 6636.47 | 27175.3 | 269537 | 174526 | 36689.9 | 394545 | 57841.5 | 469261 | 32615.7 | 536286 | 4135520
2049-08-01 | 2105514 | 24893.2 | 6636.47 | 27175.3 | 269537 | 174526 | 36689.9 | 394545 | 57841.5 | 469261 | 32615.7 | 536286 | 4135520
2049-09-01 | 2037594 | 24279.5 | 6422.39 | 26298.7 | 260842 | 168896 | 35506.3 | 381818 | 55975.6 | 458575 | 31873 | 524074 | 4012154
2049-10-01 | 2105514 | 25088.9 | 6636.47 | 27175.3 | 269537 | 174526 | 36689.9 | 394545 | 57841.5 | 473861 | 32935.5 | 541543 | 4145893
2049-11-01 | 2037594 | 24279.5 | 6422.39 | 26298.7 | 260842 | 168896 | 35506.3 | 381818 | 55975.6 | 458575 | 31873 | 524074 | 4012154
2049-12-01 | 2105514 | 25088.9 | 6636.47 | 27175.3 | 269537 | 174526 | 36689.9 | 394545 | 57841.5 | 473861 | 32935.5 | 541543 | 4145893
2050-01-01 | 2105514 | 25088.9 | 6636.47 | 27175.3 | 269537 | 174526 | 36689.9 | 394545 | 57841.5 | 473861 | 32935.5 | 541543 | 4145893
2050-02-01 | 1901754 | 22660.9 | 5994.23 | 24545.5 | 243453 | 157636 | 33139.2 | 356364 | 52243.9 | 428003 | 29748.2 | 489135 | 3744677
2050-03-01 | 2105514 | 25088.9 | 6636.47 | 27175.3 | 269537 | 174526 | 36689.9 | 394545 | 57841.5 | 473861 | 32935.5 | 541543 | 4145893
2050-04-01 | 2037594 | 24279.5 | 6422.39 | 26298.7 | 260842 | 168896 | 35506.3 | 381818 | 55975.6 | 458575 | 31873 | 524074 | 4012154
2050-05-01 | 2105514 | 25088.9 | 6636.47 | 27175.3 | 269537 | 174526 | 36689.9 | 394545 | 57841.5 | 473861 | 32935.5 | 541543 | 4145893
2050-06-01 | 2037594 | 24279.5 | 6422.39 | 26298.7 | 260842 | 168896 | 35506.3 | 381818 | 55975.6 | 458575 | 31873 | 524074 | 4012154
2050-07-01 | 2105514 | 25088.9 | 6636.47 | 27175.3 | 269537 | 174526 | 36689.9 | 394545 | 57841.5 | 473861 | 32935.5 | 541543 | 4145893
2050-08-01 | 2105514 | 25088.9 | 6636.47 | 27175.3 | 269537 | 174526 | 36689.9 | 394545 | 57841.5 | 473861 | 32935.5 | 541543 | 4145893
2050-09-01 | 2037594 | 24279.5 | 6422.39 | 26298.7 | 260842 | 168896 | 35506.3 | 381818 | 55975.6 | 458575 | 31873 | 524074 | 4012154
2050-10-01 | 2105514 | 25088.9 | 6636.47 | 27175.3 | 269537 | 174526 | 36689.9 | 394545 | 57841.5 | 473861 | 32935.5 | 541543 | 4145893
2050-11-01 | 2037594 | 24279.5 | 6422.39 | 26298.7 | 260842 | 168896 | 35506.3 | 381818 | 55975.6 | 458575 | 31873 | 524074 | 4012154
2050-12-01 | 2105514 | 25088.9 | 6636.47 | 27175.3 | 269537 | 174526 | 36689.9 | 394545 | 57841.5 | 473861 | 32935.5 | 541543 | 4145893
2051-01-01 | 2105514 | 25088.9 | 6636.47 | 27175.3 | 269537 | 174526 | 36689.9 | 394545 | 57841.5 | 473861 | 32935.5 | 541543 | 4145893
2051-02-01 | 1901754 | 22660.9 | 5994.23 | 24545.5 | 243453 | 157636 | 33139.2 | 356364 | 52243.9 | 428003 | 29748.2 | 489135 | 3744677
2051-03-01 | 2105514 | 25088.9 | 6636.47 | 27175.3 | 269537 | 174526 | 36689.9 | 394545 | 57841.5 | 473861 | 32935.5 | 541543 | 4145893
2051-04-01 | 2037594 | 24279.5 | 6422.39 | 26298.7 | 260842 | 168896 | 35506.3 | 381818 | 55975.6 | 458575 | 31873 | 524074 | 4012154
2051-05-01 | 2105514 | 25088.9 | 6636.47 | 27175.3 | 269537 | 174526 | 36689.9 | 394545 | 57841.5 | 473861 | 32935.5 | 541543 | 4145893
2051-06-01 | 2037594 | 24279.5 | 6422.39 | 26298.7 | 260842 | 168896 | 35506.3 | 381818 | 55975.6 | 458575 | 31873 | 524074 | 4012154
2051-07-01 | 2105514 | 25088.9 | 6636.47 | 27175.3 | 269537 | 174526 | 36689.9 | 394545 | 57841.5 | 473861 | 32935.5 | 541543 | 4145893
2051-08-01 | 2105514 | 25088.9 | 6636.47 | 27175.3 | 269537 | 174526 | 36689.9 | 394545 | 57841.5 | 473861 | 32935.5 | 541543 | 4145893
Sum | 818093906 | 8334372 | 2450452 | 8639123 | 88938564 | 58326526 | 11663829 | 113887004 | 22474207 | 147922719 | 9951064 | 162449649 | 1453131416

## Wastewater Reuse AG
Transmission Link Flow
Scenario: WWR Increased Water Productivity, All months (12)
Cubic Meter
| "Transmission Link from Agadir WWTP to I_Modern Public Massa" | "Transmission Link from Ait Baha WWTP to I_PMH Anti Atlas Ait Baha" | "Transmission Link from Ait Iaaza WWTP to I_Moderne Public Souss Amont" | "Transmission Link from Aoulouz WWTP to I_Traditionnel rehabilite du Souss 1ere" | "Transmission Link from Biougra WWTP to I_Moderne Prive Massa" | "Transmission Link from Drargua WWTP to I_Traditional Rehabilite Issen" | "Transmission Link from ElGuerdane WWTP to I_El Guerdane" | "Transmission Link from Lqliaa WWTP to I_Modern Prive Chtouka" | "Transmission Link from Oulad Berhil WWTP to I_Traditionnel Rehabilite Souss Amon" | "Transmission Link from Ouled Teima WWTP to I_Moderne Public Issen" | Sum
2018-09-01 | 0 | 0 | 0 | 0 | 0 | 0 | 0 | 0 | 0 | 0 | 0
2018-10-01 | 0 | 0 | 0 | 0 | 0 | 0 | 0 | 0 | 0 | 0 | 0
2018-11-01 | 0 | 0 | 0 | 0 | 0 | 0 | 0 | 0 | 0 | 0 | 0
2018-12-01 | 0 | 0 | 0 | 0 | 0 | 0 | 0 | 0 | 0 | 0 | 0
2019-01-01 | 0 | 0 | 0 | 0 | 0 | 0 | 0 | 0 | 0 | 0 | 0
2019-02-01 | 0 | 0 | 0 | 0 | 0 | 0 | 0 | 0 | 0 | 0 | 0
2019-03-01 | 0 | 0 | 0 | 0 | 0 | 0 | 0 | 0 | 0 | 0 | 0
2019-04-01 | 0 | 0 | 0 | 0 | 0 | 0 | 0 | 0 | 0 | 0 | 0
2019-05-01 | 0 | 0 | 0 | 0 | 0 | 0 | 0 | 0 | 0 | 0 | 0
2019-06-01 | 0 | 0 | 0 | 0 | 0 | 0 | 0 | 0 | 0 | 0 | 0
2019-07-01 | 0 | 0 | 0 | 0 | 0 | 0 | 0 | 0 | 0 | 0 | 0
2019-08-01 | 0 | 0 | 0 | 0 | 0 | 0 | 0 | 0 | 0 | 0 | 0
2019-09-01 | 1371677 | 0 | 5681.93 | 0 | 0 | 30000 | 0 | 0 | 45900 | 171821 | 1625079
2019-10-01 | 1935330 | 12336 | 5871.33 | 0 | 35836 | 30992 | 0 | 0 | 47430 | 0 | 2067795
2019-11-01 | 1204183 | 11940 | 5681.93 | 0 | 34680 | 30000 | 0 | 0 | 45900 | 170730 | 1503114
2019-12-01 | 1935330 | 0 | 5871.33 | 0 | 35836 | 31000 | 0 | 0 | 47430 | 178164 | 2233632
2020-01-01 | 1935330 | 0 | 5871.33 | 0 | 35836 | 31000 | 0 | 0 | 47430 | 179743 | 2235210
2020-02-01 | 1748040 | 0 | 5303.14 | 0 | 32368 | 28000 | 0 | 0 | 42840 | 158355 | 2014907
2020-03-01 | 1935330 | 12336 | 5871.33 | 0 | 35836 | 745.66 | 0 | 0 | 25229.3 | 0 | 2015348
2020-04-01 | 1872900 | 11940 | 5681.93 | 0 | 34680 | 30000 | 0 | 0 | 45900 | 173941 | 2175043
2020-05-01 | 1935330 | 12338 | 5871.33 | 0 | 35836 | 31000 | 0 | 0 | 47430 | 182438 | 2250243
2020-06-01 | 1872900 | 11940 | 5681.93 | 0 | 34680 | 30000 | 0 | 0 | 45900 | 174117 | 2175219
2020-07-01 | 1908857 | 12336 | 5871.33 | 0 | 35836 | 31000 | 0 | 0 | 47430 | 186000 | 2227330
2020-08-01 | 1935330 | 0 | 5871.33 | 0 | 35836 | 0 | 0 | 0 | 0 | 181209 | 2158247
2020-09-01 | 1370886 | 0 | 5712.81 | 0 | 0 | 30000 | 0 | 0 | 45900 | 173875 | 1626374
2020-10-01 | 1935330 | 12336 | 5903.23 | 0 | 35836 | 31000 | 0 | 0 | 47430 | 182469 | 2250304
2020-11-01 | 1872900 | 0 | 5712.81 | 0 | 34680 | 30000 | 0 | 0 | 45900 | 174000 | 2163193
2020-12-01 | 1935330 | 0 | 5903.23 | 0 | 35836 | 31000 | 0 | 0 | 47430 | 175659 | 2231159
2021-01-01 | 1935330 | 12338 | 5903.23 | 0 | 35836 | 31000 | 0 | 0 | 47430 | 180611 | 2248448
2021-02-01 | 1561676 | 11142 | 5331.95 | 0 | 32368 | 28000 | 0 | 0 | 42840 | 162004 | 1843362
2021-03-01 | 1935330 | 12336 | 5903.23 | 0 | 35836 | 31000 | 0 | 0 | 47430 | 180801 | 2248636
2021-04-01 | 1872900 | 11940 | 5712.81 | 0 | 34680 | 30000 | 0 | 0 | 45900 | 167968 | 2169100
2021-05-01 | 1935330 | 12338 | 5903.23 | 0 | 35836 | 31000 | 0 | 0 | 47430 | 181262 | 2249099
2021-06-01 | 1872900 | 11940 | 5712.81 | 0 | 34680 | 30000 | 0 | 0 | 45900 | 167780 | 2168913
2021-07-01 | 1935330 | 12338 | 5903.23 | 0 | 35836 | 31000 | 0 | 0 | 30918.9 | 179837 | 2231163
2021-08-01 | 1935330 | 0 | 5903.23 | 0 | 35836 | 0 | 0 | 0 | 0 | 181631 | 2158700
2021-09-01 | 1580556 | 0 | 5742.14 | 0 | 0 | 30000 | 0 | 0 | 45900 | 174209 | 1836407
2021-10-01 | 1935330 | 12338 | 5933.54 | 0 | 35836 | 31000 | 0 | 0 | 47430 | 183870 | 2251738
2021-11-01 | 1872900 | 11940 | 5742.14 | 0 | 34680 | 30000 | 0 | 0 | 45900 | 179744 | 2180906
2021-12-01 | 1935330 | 12338 | 5933.54 | 0 | 35836 | 31000 | 0 | 0 | 47430 | 185974 | 2253841
2022-01-01 | 1935330 | 12336 | 5933.54 | 0 | 35836 | 31000 | 0 | 0 | 47430 | 181074 | 2248939
2022-02-01 | 1748040 | 0 | 5359.33 | 0 | 32368 | 28000 | 0 | 0 | 42840 | 162304 | 2018911
2022-03-01 | 1935330 | 12338 | 5933.54 | 0 | 35836 | 31000 | 0 | 0 | 47430 | 182829 | 2250697
2022-04-01 | 1872900 | 11940 | 5742.14 | 0 | 34680 | 30000 | 0 | 0 | 45900 | 177179 | 2178341
2022-05-01 | 1935330 | 12338 | 5933.54 | 0 | 35836 | 31000 | 0 | 0 | 47430 | 181404 | 2249271
2022-06-01 | 1872900 | 11940 | 5742.14 | 0 | 34680 | 30000 | 0 | 0 | 45900 | 169933 | 2171095
2022-07-01 | 1935330 | 12338 | 5933.54 | 0 | 35836 | 31000 | 0 | 0 | 33179.1 | 183813 | 2237430
2022-08-01 | 1935330 | 0 | 5933.54 | 0 | 35836 | 0 | 0 | 0 | 0 | 181147 | 2158246
2022-09-01 | 1114389 | 0 | 5770.04 | 0 | 0 | 30000 | 0 | 0 | 45900 | 170221 | 1366279
2022-10-01 | 1935330 | 12338 | 5962.38 | 0 | 35836 | 31000 | 0 | 0 | 47430 | 184971 | 2252868
2022-11-01 | 1679014 | 11940 | 5770.04 | 0 | 34680 | 30000 | 0 | 0 | 45900 | 179559 | 1986863
2022-12-01 | 1935330 | 12338 | 5962.38 | 0 | 35836 | 31000 | 0 | 0 | 47430 | 185971 | 2253868
2023-01-01 | 1935330 | 12338 | 5962.38 | 0 | 35836 | 31000 | 0 | 0 | 47430 | 186000 | 2253896
2023-02-01 | 1072004 | 11144 | 5385.37 | 0 | 32368 | 28000 | 0 | 0 | 42840 | 167282 | 1359024
2023-03-01 | 1935330 | 12338 | 5962.38 | 0 | 35836 | 30998 | 0 | 0 | 47424 | 185993 | 2253881
2023-04-01 | 1872900 | 11940 | 5770.04 | 0 | 34680 | 30000 | 0 | 0 | 45898 | 179991 | 2181179
2023-05-01 | 1935330 | 12338 | 5962.38 | 0 | 35836 | 31000 | 0 | 0 | 47430 | 185943 | 2253840
2023-06-01 | 1872900 | 11940 | 5770.04 | 0 | 34680 | 30000 | 0 | 0 | 45900 | 179976 | 2181166
2023-07-01 | 1935330 | 12338 | 5962.38 | 0 | 35836 | 31000 | 0 | 0 | 32747.4 | 185977 | 2239191
2023-08-01 | 1935330 | 0 | 5962.38 | 0 | 35836 | 31000 | 0 | 0 | 0 | 185976 | 2194105
2023-09-01 | 1253250 | 0 | 5796.62 | 0 | 0 | 30000 | 0 | 0 | 45900 | 179969 | 1514916
2023-10-01 | 1935330 | 12338 | 5989.84 | 0 | 35836 | 31000 | 0 | 0 | 47430 | 185939 | 2253863
2023-11-01 | 765992 | 11938 | 5796.62 | 0 | 34680 | 30000 | 0 | 0 | 45900 | 175106 | 1069412
2023-12-01 | 1935330 | 12338 | 5989.84 | 0 | 35836 | 31000 | 0 | 0 | 47430 | 175528 | 2243452
2024-01-01 | 1935330 | 12338 | 5989.84 | 0 | 35836 | 31000 | 0 | 0 | 47430 | 178653 | 2246576
2024-02-01 | 1748040 | 11144 | 5410.18 | 0 | 32368 | 28000 | 0 | 0 | 42840 | 162431 | 2030233
2024-03-01 | 1935330 | 12338 | 5989.84 | 0 | 35836 | 31000 | 0 | 0 | 47430 | 182438 | 2250361
2024-04-01 | 1872900 | 11940 | 5796.62 | 0 | 34680 | 30000 | 0 | 0 | 45900 | 179923 | 2181140
2024-05-01 | 1935330 | 12338 | 5989.84 | 0 | 35836 | 31000 | 0 | 0 | 47430 | 185975 | 2253899
2024-06-01 | 1872900 | 11940 | 5796.62 | 0 | 34680 | 30000 | 0 | 0 | 45900 | 179975 | 2181192
2024-07-01 | 1935330 | 12338 | 5989.84 | 0 | 35836 | 31000 | 0 | 0 | 33347.8 | 176500 | 2230342
2024-08-01 | 1935330 | 0 | 5989.84 | 0 | 35836 | 31000 | 0 | 0 | 0 | 168770 | 2176926
2024-09-01 | 1872900 | 0 | 5821.96 | 0 | 0 | 130050 | 0 | 0 | 45900 | 172045 | 2226717
2024-10-01 | 1935330 | 19955.7 | 6016.02 | 20925 | 153636 | 134385 | 25502.7 | 0 | 47430 | 326704 | 2669884
2024-11-01 | 700395 | 19312 | 5821.96 | 20250 | 148680 | 130050 | 28050 | 0 | 45900 | 12817.6 | 1111276
2024-12-01 | 1935330 | 19955.7 | 6016.02 | 20925 | 153636 | 134385 | 28985 | 280180 | 47430 | 311154 | 2937997
2025-01-01 | 1935330 | 19953 | 6016.02 | 0 | 153636 | 19899 | 0 | 0 | 46079.6 | 0 | 2180914
2025-02-01 | 1748040 | 0 | 5433.83 | 0 | 138768 | 121340 | 0 | 253065 | 42840 | 0 | 2309487
2025-03-01 | 1935330 | 19955.7 | 6016.02 | 20925 | 153636 | 134385 | 28985 | 280180 | 47430 | 317170 | 2944013
2025-04-01 | 1872900 | 19312 | 5821.96 | 20250 | 148680 | 130050 | 28050 | 271142 | 45900 | 308129 | 2850234
2025-05-01 | 1935330 | 19955.7 | 6016.02 | 20925 | 153636 | 134385 | 28985 | 280180 | 47430 | 317544 | 2944386
2025-06-01 | 1872900 | 19312 | 5821.96 | 20250 | 148680 | 130050 | 28050 | 271142 | 45900 | 303237 | 2845343
2025-07-01 | 1935330 | 19955.7 | 6016.02 | 20925 | 153636 | 134385 | 28985 | 280180 | 31855.2 | 322208 | 2933475
2025-08-01 | 1935330 | 0 | 6016.02 | 0 | 153636 | 0 | 28985 | 0 | 14910.9 | 322503 | 2461381
2025-09-01 | 1872900 | 0 | 5853.55 | 0 | 0 | 130050 | 0 | 0 | 45900 | 318227 | 2372931
2025-10-01 | 1935330 | 20159.3 | 6048.67 | 20925 | 153636 | 134385 | 0 | 0 | 47430 | 326708 | 2644622
2025-11-01 | 1171600 | 19509 | 5853.55 | 20250 | 148680 | 130050 | 28050 | 278268 | 45900 | 320445 | 2168606
2025-12-01 | 1935330 | 20159.3 | 6048.67 | 20925 | 153636 | 134385 | 28985 | 0 | 47430 | 325358 | 2672257
2026-01-01 | 1935330 | 20159.3 | 6048.67 | 20925 | 153636 | 18398.6 | 28985 | 287543 | 47430 | 330966 | 2849422
2026-02-01 | 950149 | 18206 | 5463.31 | 18900 | 138768 | 121380 | 26180 | 0 | 42840 | 297553 | 1619440
2026-03-01 | 1935330 | 18409 | 6048.67 | 20925 | 153636 | 134385 | 28985 | 287543 | 47430 | 324532 | 2957224
2026-04-01 | 1872900 | 19507 | 5853.55 | 20250 | 148680 | 130050 | 28050 | 278268 | 45900 | 315211 | 2864670
2026-05-01 | 1935330 | 20159.3 | 6048.67 | 20925 | 153636 | 134385 | 0 | 287543 | 47430 | 328161 | 2933619
2026-06-01 | 1872900 | 19509 | 5853.55 | 20250 | 148680 | 130050 | 28050 | 278268 | 45900 | 311517 | 2860977
2026-07-01 | 1935330 | 20159.3 | 6048.67 | 20925 | 153636 | 134385 | 28985 | 287543 | 46779.9 | 331401 | 2965193
2026-08-01 | 1935330 | 0 | 6048.67 | 0 | 153636 | 0 | 28985 | 287543 | 0 | 330258 | 2741801
2026-09-01 | 1872900 | 0 | 5883.56 | 0 | 0 | 130050 | 0 | 0 | 45900 | 324419 | 2379153
2026-10-01 | 1184339 | 20362.8 | 6079.68 | 20925 | 153636 | 134385 | 0 | 294907 | 47430 | 338634 | 2200698
2026-11-01 | 1872900 | 19705.9 | 5883.56 | 20250 | 148680 | 130050 | 28050 | 0 | 45900 | 321472 | 2592891
2026-12-01 | 1935330 | 20362.8 | 6079.68 | 0 | 153636 | 134385 | 0 | 294907 | 47430 | 338171 | 2930301
2027-01-01 | 1935330 | 0 | 6079.68 | 20925 | 153636 | 134385 | 28985 | 294907 | 47428 | 343019 | 2964695
2027-02-01 | 1748040 | 0 | 5491.33 | 18900 | 138768 | 565.073 | 26180 | 0 | 42840 | 306876 | 2287660
2027-03-01 | 1935330 | 20362.8 | 6079.68 | 20925 | 153636 | 134385 | 28985 | 294907 | 47420 | 343370 | 2985400
2027-04-01 | 1872900 | 19705.9 | 5883.56 | 20250 | 148680 | 130040 | 28050 | 285394 | 45895 | 332769 | 2889567
2027-05-01 | 1935330 | 20362.8 | 6079.68 | 20925 | 153636 | 134385 | 27169.1 | 294907 | 47430 | 343877 | 2984101
2027-06-01 | 1872900 | 19705.9 | 5883.56 | 20250 | 148680 | 130050 | 0 | 285394 | 45900 | 123253 | 2652017
2027-07-01 | 1935330 | 20362.8 | 6079.68 | 20925 | 153636 | 134385 | 0 | 294907 | 27264.8 | 119059 | 2711949
2027-08-01 | 1935330 | 0 | 6079.68 | 0 | 153636 | 134385 | 0 | 294907 | 0 | 135960 | 2660298
2027-09-01 | 1794445 | 0 | 5912.11 | 0 | 0 | 130050 | 0 | 0 | 45900 | 145680 | 2121987
2027-10-01 | 1935330 | 20564 | 6109.18 | 20925 | 153636 | 134385 | 28985 | 0 | 47430 | 347484 | 2694849
2027-11-01 | 1331902 | 19902.9 | 5912.11 | 20250 | 148680 | 130050 | 28050 | 0 | 45900 | 337295 | 2067942
2027-12-01 | 1482703 | 0 | 6109.18 | 0 | 153636 | 8924.2 | 0 | 0 | 43795 | 0 | 1695168
2028-01-01 | 1935330 | 0 | 6109.18 | 0 | 153636 | 1122.8 | 0 | 0 | 8471.17 | 0 | 2104669
2028-02-01 | 1748040 | 0 | 5517.97 | 18898 | 138768 | 121360 | 0 | 273018 | 42840 | 0 | 2348442
2028-03-01 | 1935330 | 20564 | 6109.18 | 20922 | 153636 | 134385 | 0 | 302270 | 47430 | 341481 | 2962128
2028-04-01 | 1872900 | 19902.9 | 5912.11 | 20250 | 148680 | 130050 | 28050 | 292520 | 45900 | 327790 | 2891955
2028-05-01 | 1935330 | 20566.3 | 6109.18 | 20925 | 153636 | 134385 | 28985 | 302270 | 47430 | 347630 | 2997267
2028-06-01 | 1872900 | 19902.9 | 5912.11 | 20250 | 148680 | 130050 | 28050 | 292520 | 45900 | 327543 | 2891707
2028-07-01 | 1935330 | 20566.3 | 6109.18 | 20925 | 153636 | 134385 | 28985 | 302270 | 34045.5 | 345331 | 2981583
2028-08-01 | 1935330 | 0 | 6109.18 | 0 | 153636 | 0 | 28985 | 302270 | 0 | 338465 | 2764796
2028-09-01 | 1872900 | 0 | 5939.31 | 0 | 0 | 130050 | 0 | 0 | 45900 | 341737 | 2396526
2028-10-01 | 419412 | 20767 | 6137.28 | 20925 | 153636 | 134385 | 28985 | 0 | 47430 | 349100 | 1180777
2028-11-01 | 1872900 | 0 | 5939.31 | 20250 | 148680 | 130030 | 0 | 0 | 45900 | 0 | 2223699
2028-12-01 | 1935330 | 0 | 6137.28 | 0 | 153636 | 8971.3 | 0 | 0 | 44237.8 | 0 | 2148312
2029-01-01 | 1935330 | 0 | 6137.28 | 0 | 153636 | 134385 | 0 | 303800 | 47430 | 347674 | 2928392
2029-02-01 | 1748040 | 0 | 5543.35 | 0 | 138768 | 121380 | 0 | 0 | 42840 | 319727 | 2376298
2029-03-01 | 1935330 | 20769.8 | 6137.28 | 20925 | 153636 | 134385 | 0 | 303800 | 47430 | 356444 | 2978857
2029-04-01 | 1872900 | 20099.8 | 5939.31 | 20250 | 148680 | 130050 | 0 | 294000 | 45900 | 340252 | 2878071
2029-05-01 | 1935330 | 20769.8 | 6137.28 | 20925 | 153636 | 134385 | 28985 | 303800 | 47430 | 349427 | 3000825
2029-06-01 | 1872900 | 20099.8 | 5939.31 | 20250 | 148680 | 130050 | 28050 | 294000 | 45900 | 334819 | 2900688
2029-07-01 | 1935330 | 20769.8 | 6137.28 | 20925 | 153636 | 134385 | 28985 | 303800 | 29988.3 | 353389 | 2987346
2029-08-01 | 1935330 | 0 | 6137.28 | 0 | 153636 | 0 | 28985 | 303800 | 0 | 356930 | 2784818
2029-09-01 | 1385888 | 0 | 5965.23 | 0 | 0 | 130050 | 0 | 0 | 45900 | 353253 | 1921056
2029-10-01 | 1935330 | 20973.3 | 6164.08 | 20925 | 153636 | 134385 | 28985 | 0 | 47430 | 361391 | 2709219
2029-11-01 | 1634042 | 0 | 5965.23 | 20250 | 148680 | 130030 | 28050 | 0 | 45900 | 0 | 2012917
2029-12-01 | 1935330 | 0 | 6164.08 | 0 | 153636 | 18764 | 0 | 0 | 43007.1 | 0 | 2156901
2030-01-01 | 1412751 | 0 | 6164.08 | 0 | 153636 | 134385 | 28985 | 0 | 47430 | 360609 | 2143961
2030-02-01 | 1748040 | 18943.6 | 5567.55 | 18900 | 138768 | 121380 | 26180 | 274400 | 42840 | 324967 | 2719986
2030-03-01 | 1935330 | 20973.3 | 6164.08 | 20925 | 153636 | 134385 | 0 | 303800 | 47430 | 356579 | 2979222
2030-04-01 | 1872900 | 20296.8 | 5965.23 | 20250 | 148680 | 130050 | 0 | 0 | 45900 | 352902 | 2596944
2030-05-01 | 1935330 | 20973.3 | 6164.08 | 20925 | 153636 | 134385 | 28985 | 303800 | 47430 | 366010 | 3017638
2030-06-01 | 1872900 | 20296.8 | 5965.23 | 20250 | 148680 | 130050 | 28050 | 294000 | 45900 | 346447 | 2912539
2030-07-01 | 1935330 | 20973.3 | 6164.08 | 20925 | 153636 | 134385 | 28985 | 303800 | 29855.2 | 365106 | 2999160
2030-08-01 | 1935330 | 0 | 6164.08 | 0 | 153636 | 0 | 28985 | 0 | 0 | 360915 | 2485030
2030-09-01 | 1821814 | 0 | 5996.73 | 0 | 0 | 130050 | 0 | 0 | 45900 | 358349 | 2362109
2030-10-01 | 1935330 | 21187.7 | 6196.63 | 20925 | 153636 | 134385 | 28985 | 0 | 47430 | 369025 | 2717100
2030-11-01 | 1872900 | 20504.2 | 5996.73 | 20250 | 148680 | 130050 | 28050 | 0 | 45900 | 356793 | 2629124
2030-12-01 | 1935330 | 21185 | 6196.63 | 20925 | 153636 | 134385 | 28985 | 0 | 47430 | 368255 | 2716328
2031-01-01 | 1935330 | 0 | 6196.63 | 0 | 153636 | 134385 | 28985 | 0 | 47430 | 366055 | 2672017
2031-02-01 | 1748040 | 0 | 5596.95 | 0 | 138768 | 121360 | 0 | 0 | 42840 | 0 | 2056605
2031-03-01 | 654559 | 21187.7 | 6196.63 | 20922 | 153636 | 1047.3 | 0 | 303800 | 47430 | 0 | 1208778
2031-04-01 | 1872900 | 20504.2 | 5996.73 | 20250 | 148680 | 130050 | 28050 | 0 | 45900 | 354850 | 2627181
2031-05-01 | 1935330 | 21187.7 | 6196.63 | 20925 | 153636 | 134385 | 28985 | 303800 | 47430 | 364529 | 3016405
2031-06-01 | 1872900 | 20504.2 | 5996.73 | 20250 | 148680 | 130050 | 28050 | 294000 | 45900 | 355507 | 2921838
2031-07-01 | 1935330 | 21187.7 | 6196.63 | 20925 | 153636 | 134385 | 28985 | 303800 | 29979 | 360187 | 2994612
2031-08-01 | 1935330 | 0 | 6196.63 | 0 | 153636 | 0 | 28985 | 0 | 0 | 369887 | 2494034
2031-09-01 | 1371534 | 0 | 6027.29 | 0 | 0 | 130050 | 0 | 0 | 45900 | 363636 | 1917148
2031-10-01 | 1935330 | 21402.1 | 6228.2 | 20925 | 153636 | 134385 | 0 | 0 | 47430 | 372471 | 2691808
2031-11-01 | 1872900 | 0 | 6027.29 | 20250 | 148680 | 130050 | 28050 | 0 | 45900 | 360994 | 2612852
2031-12-01 | 1935330 | 0 | 6228.2 | 20925 | 153636 | 134385 | 0 | 0 | 47430 | 373517 | 2671451
2032-01-01 | 1935330 | 21402.1 | 6228.2 | 0 | 153636 | 134385 | 28985 | 303800 | 47430 | 379154 | 3010350
2032-02-01 | 1748040 | 19330.9 | 5625.47 | 0 | 138768 | 121380 | 0 | 0 | 42840 | 343552 | 2419537
2032-03-01 | 1935330 | 21402.1 | 6228.2 | 20925 | 153636 | 134385 | 28985 | 303800 | 47430 | 381063 | 3033184
2032-04-01 | 1872900 | 20711.7 | 6027.29 | 20250 | 148680 | 130050 | 28050 | 0 | 45900 | 290837 | 2563406
2032-05-01 | 1935330 | 21402.1 | 6228.2 | 20925 | 153636 | 134385 | 28985 | 303800 | 47430 | 127307 | 2779428
2032-06-01 | 1872900 | 20711.7 | 6027.29 | 20250 | 148680 | 130050 | 28050 | 294000 | 45900 | 132006 | 2698575
2032-07-01 | 1935330 | 21402.1 | 6228.2 | 20925 | 153636 | 134385 | 28985 | 303800 | 28880.8 | 118613 | 2752185
2032-08-01 | 1935330 | 0 | 6228.2 | 0 | 153636 | 134385 | 28985 | 0 | 0 | 116004 | 2374568
2032-09-01 | 1413713 | 0 | 6056.94 | 0 | 0 | 130050 | 0 | 0 | 45900 | 112798 | 1708518
2032-10-01 | 1935330 | 21616.5 | 6258.84 | 20925 | 153636 | 134385 | 28985 | 0 | 47430 | 382024 | 2730590
2032-11-01 | 1872900 | 20919.2 | 6056.94 | 20250 | 148680 | 130050 | 27013.8 | 294000 | 45900 | 374300 | 2940070
2032-12-01 | 1935330 | 21616.5 | 6258.84 | 20925 | 153636 | 134385 | 28985 | 0 | 47430 | 386450 | 2735016
2033-01-01 | 1935330 | 21616.5 | 6258.84 | 0 | 153636 | 134385 | 28985 | 303800 | 47430 | 386445 | 3017886
2033-02-01 | 1748040 | 0 | 5653.14 | 18900 | 138768 | 121380 | 26180 | 0 | 42840 | 349290 | 2451052
2033-03-01 | 1935330 | 21616.5 | 6258.84 | 20925 | 153636 | 134350 | 28985 | 303800 | 47428 | 386765 | 3039095
2033-04-01 | 1872900 | 20919.2 | 6056.94 | 20250 | 148680 | 130050 | 25816.4 | 0 | 45900 | 374300 | 2644873
2033-05-01 | 1935330 | 21616.5 | 6258.84 | 20925 | 153636 | 134385 | 0 | 0 | 47430 | 104662 | 2424243
2033-06-01 | 1872900 | 20919.2 | 6056.94 | 20250 | 148680 | 130050 | 0 | 294000 | 45900 | 102147 | 2640903
2033-07-01 | 1935330 | 21616.5 | 6258.84 | 20925 | 153636 | 134385 | 0 | 303800 | 43822.5 | 99824.6 | 2719598
2033-08-01 | 1935330 | 0 | 6258.84 | 0 | 153636 | 134385 | 0 | 0 | 0 | 97594.7 | 2327205
2033-09-01 | 1278827 | 0 | 6085.73 | 0 | 0 | 130050 | 0 | 0 | 45900 | 97860 | 1558723
2033-10-01 | 1935330 | 21828 | 6288.59 | 20925 | 153636 | 134385 | 28985 | 0 | 47430 | 387226 | 2736033
2033-11-01 | 97374.1 | 0 | 0 | 0 | 148680 | 130050 | 28050 | 0 | 0 | 294392 | 698546
2033-12-01 | 1935330 | 0 | 6288.59 | 20925 | 153636 | 134385 | 28985 | 303800 | 47430 | 385226 | 3016006
2034-01-01 | 1935330 | 21830.8 | 6288.59 | 20925 | 153636 | 134385 | 28985 | 0 | 47430 | 386831 | 2735641
2034-02-01 | 1748040 | 19718.2 | 5680.01 | 18896 | 138768 | 121380 | 0 | 274400 | 42840 | 349481 | 2719203
2034-03-01 | 1935330 | 21830.8 | 6288.59 | 20925 | 153636 | 134385 | 0 | 303800 | 47430 | 390208 | 3013834
2034-04-01 | 1872900 | 21126.6 | 6085.73 | 20250 | 148680 | 130050 | 28050 | 0 | 45900 | 379733 | 2652775
2034-05-01 | 1935330 | 21830.8 | 6288.59 | 20925 | 153636 | 134385 | 28985 | 303800 | 47430 | 125704 | 2778314
2034-06-01 | 1872900 | 21126.6 | 6085.73 | 20250 | 148680 | 130050 | 28050 | 0 | 45900 | 102196 | 2375238
2034-07-01 | 1935330 | 21830.8 | 6288.59 | 20925 | 153636 | 134385 | 28985 | 303800 | 27724.9 | 95374.8 | 2728280
2034-08-01 | 1935330 | 0 | 6288.59 | 0 | 153636 | 134385 | 28985 | 0 | 0 | 93225 | 2351850
2034-09-01 | 1237728 | 0 | 6113.69 | 0 | 0 | 130050 | 0 | 0 | 45900 | 91200.9 | 1510992
2034-10-01 | 1935330 | 22045.2 | 6317.48 | 20925 | 153636 | 134385 | 28985 | 0 | 47430 | 398143 | 2747197
2034-11-01 | 1872900 | 21334.1 | 6113.69 | 20250 | 148680 | 130050 | 28050 | 0 | 45900 | 384075 | 2657353
2034-12-01 | 1935330 | 22045.2 | 6317.48 | 20925 | 153636 | 134385 | 28985 | 0 | 47430 | 395756 | 2744810
2035-01-01 | 1935330 | 22045.2 | 6317.48 | 20925 | 153636 | 134385 | 28985 | 303800 | 47430 | 398204 | 3051058
2035-02-01 | 1748040 | 0 | 5706.11 | 18900 | 138768 | 121380 | 26180 | 0 | 42840 | 359570 | 2461384
2035-03-01 | 1935330 | 22045.2 | 6317.48 | 20919 | 153636 | 134385 | 0 | 303800 | 47430 | 396978 | 3020841
2035-04-01 | 1872900 | 21334.1 | 6113.69 | 20250 | 148680 | 130050 | 0 | 0 | 45900 | 385299 | 2630527
2035-05-01 | 1935330 | 22045.2 | 6317.48 | 20925 | 153636 | 134385 | 28985 | 303800 | 47430 | 89315.6 | 2742169
2035-06-01 | 1872900 | 21334.1 | 6113.69 | 20250 | 148680 | 130050 | 28050 | 294000 | 45900 | 86600.6 | 2653878
2035-07-01 | 1935330 | 22045.2 | 6317.48 | 20925 | 153636 | 134385 | 28985 | 303800 | 25907.7 | 81736.2 | 2713068
2035-08-01 | 1935330 | 0 | 6317.48 | 0 | 153636 | 134385 | 28985 | 0 | 0 | 79957 | 2338610
2035-09-01 | 1872900 | 0 | 6145.97 | 0 | 0 | 130050 | 0 | 0 | 45900 | 90280.3 | 2145276
2035-10-01 | 1935330 | 0 | 6350.83 | 20925 | 153636 | 134385 | 28985 | 0 | 47430 | 103867 | 2430909
2035-11-01 | 701984 | 21549 | 6145.97 | 20250 | 148680 | 130050 | 28050 | 0 | 45900 | 352336 | 1454946
2035-12-01 | 1739209 | 0 | 6350.83 | 0 | 0 | 83859 | 0 | 0 | 0 | 0 | 1829419
2036-01-01 | 967876 | 0 | 6350.83 | 0 | 0 | 8800.7 | 0 | 0 | 41158.7 | 0 | 1024186
2036-02-01 | 1748040 | 0 | 5736.24 | 0 | 138768 | 121360 | 0 | 0 | 6906.14 | 0 | 2020810
2036-03-01 | 860684 | 17253 | 6350.83 | 20922 | 153636 | 134360 | 0 | 303800 | 9458.75 | 0 | 1506465
2036-04-01 | 1872900 | 21551.5 | 6145.97 | 20250 | 148680 | 130050 | 28050 | 0 | 45900 | 383283 | 2656810
2036-05-01 | 1935330 | 22267 | 6350.83 | 20925 | 153636 | 134385 | 28985 | 303800 | 47430 | 396323 | 3049431
2036-06-01 | 1872900 | 21549 | 6145.97 | 20250 | 148680 | 130050 | 0 | 0 | 45900 | 379228 | 2624703
2036-07-01 | 1935330 | 22267 | 6350.83 | 20925 | 153636 | 134385 | 28985 | 303800 | 28437.5 | 399421 | 3033537
2036-08-01 | 1935330 | 0 | 6350.83 | 0 | 153636 | 0 | 28985 | 0 | 14904.2 | 395667 | 2534873
2036-09-01 | 1131019 | 0 | 6177.27 | 0 | 0 | 130050 | 0 | 0 | 45900 | 392470 | 1705616
2036-10-01 | 1935330 | 22494.5 | 6383.18 | 20925 | 153636 | 134385 | 28985 | 0 | 47430 | 399381 | 2748950
2036-11-01 | 1872900 | 21766 | 6177.27 | 20250 | 148680 | 130050 | 28050 | 0 | 45900 | 381484 | 2655258
2036-12-01 | 1935330 | 22492 | 6383.18 | 20922 | 153636 | 134360 | 0 | 0 | 47430 | 0 | 2320553
2037-01-01 | 998039 | 0 | 6383.18 | 0 | 153636 | 9393.8 | 0 | 0 | 44363.9 | 0 | 1211816
2037-02-01 | 1748040 | 0 | 5765.46 | 18900 | 138768 | 121380 | 26180 | 274400 | 42840 | 359305 | 2735579
2037-03-01 | 1935330 | 22494.5 | 6383.18 | 20925 | 153636 | 134385 | 28985 | 0 | 47430 | 405389 | 2754958
2037-04-01 | 1872900 | 21768.9 | 6177.27 | 20250 | 148680 | 130050 | 0 | 294000 | 45900 | 391153 | 2930880
2037-05-01 | 1935330 | 22494.5 | 6383.18 | 20925 | 153636 | 134385 | 28985 | 303800 | 47430 | 403050 | 3056419
2037-06-01 | 1872900 | 21768.9 | 6177.27 | 20250 | 148680 | 130050 | 28050 | 294000 | 45900 | 388419 | 2956195
2037-07-01 | 1935330 | 22494.5 | 6383.18 | 20925 | 153636 | 134385 | 28985 | 303800 | 27379.2 | 404775 | 3038093
2037-08-01 | 1935330 | 0 | 6383.18 | 0 | 153636 | 0 | 28985 | 0 | 0 | 406705 | 2531039
2037-09-01 | 1445798 | 0 | 6207.66 | 0 | 0 | 130050 | 0 | 0 | 45900 | 390460 | 2018416
2037-10-01 | 1935330 | 22719.2 | 6414.58 | 20925 | 153636 | 134385 | 28985 | 0 | 47430 | 411310 | 2761135
2037-11-01 | 1872900 | 21986.3 | 6207.66 | 20250 | 148680 | 130050 | 28050 | 0 | 45900 | 398562 | 2672586
2037-12-01 | 1935330 | 0 | 6414.58 | 0 | 0 | 134385 | 0 | 0 | 47430 | 409685 | 2533245
2038-01-01 | 1935330 | 0 | 6414.58 | 20925 | 153636 | 134360 | 0 | 303800 | 47430 | 0 | 2601896
2038-02-01 | 374714 | 0 | 5793.81 | 0 | 0 | 861.76 | 0 | 0 | 6527.19 | 0 | 387897
2038-03-01 | 1935330 | 22719.2 | 6414.58 | 20925 | 153636 | 134385 | 28985 | 303800 | 47430 | 408241 | 3061865
2038-04-01 | 1872900 | 21986.3 | 6207.66 | 20250 | 148680 | 130050 | 28050 | 294000 | 45900 | 394223 | 2962247
2038-05-01 | 1935330 | 22719.2 | 6414.58 | 20925 | 153636 | 134385 | 28985 | 303800 | 47430 | 402981 | 3056605
2038-06-01 | 1872900 | 21986.3 | 6207.66 | 20250 | 148680 | 130050 | 28050 | 294000 | 45900 | 397640 | 2965663
2038-07-01 | 1935330 | 22719.2 | 6414.58 | 20925 | 153636 | 134385 | 28985 | 303800 | 42518.4 | 410814 | 3059527
2038-08-01 | 1935330 | 0 | 6414.58 | 0 | 153636 | 0 | 28985 | 0 | 0 | 409781 | 2534147
2038-09-01 | 1467138 | 0 | 6237.16 | 0 | 0 | 130050 | 0 | 0 | 45900 | 405593 | 2054918
2038-10-01 | 1935330 | 22943.8 | 6445.06 | 20925 | 153636 | 134385 | 27733.6 | 0 | 47430 | 419920 | 2768749
2038-11-01 | 1872900 | 22203.7 | 6237.16 | 20250 | 148680 | 130050 | 27798.5 | 294000 | 45900 | 407842 | 2975861
2038-12-01 | 1935330 | 22943.8 | 6445.06 | 20925 | 153636 | 134385 | 28985 | 0 | 47430 | 410689 | 2760769
2039-01-01 | 1935330 | 0 | 6445.06 | 20925 | 153636 | 8604.33 | 0 | 303800 | 47430 | 419838 | 2896009
2039-02-01 | 1748040 | 20723.5 | 5821.34 | 0 | 138768 | 121380 | 0 | 0 | 42840 | 372827 | 2450399
2039-03-01 | 1935330 | 22943.8 | 6445.06 | 20922 | 153636 | 410.257 | 0 | 303800 | 47430 | 353340 | 2844257
2039-04-01 | 1872900 | 22203.7 | 6237.16 | 20250 | 148680 | 130050 | 28050 | 294000 | 45900 | 399768 | 2968039
2039-05-01 | 1935330 | 22943.8 | 6445.06 | 20925 | 153636 | 134385 | 28985 | 303800 | 47430 | 419478 | 3073358
2039-06-01 | 1872900 | 22203.7 | 6237.16 | 20250 | 148680 | 130050 | 28050 | 294000 | 45900 | 402867 | 2971138
2039-07-01 | 1935330 | 22943.8 | 6445.06 | 20925 | 153636 | 134385 | 28985 | 303800 | 26828.8 | 418889 | 3052168
2039-08-01 | 1935330 | 0 | 6445.06 | 0 | 153636 | 0 | 28985 | 0 | 0 | 420821 | 2545217
2039-09-01 | 1396151 | 0 | 6265.81 | 0 | 0 | 130050 | 0 | 0 | 45900 | 414237 | 1992603
2039-10-01 | 1935330 | 23166 | 6474.67 | 20925 | 153636 | 134385 | 0 | 0 | 47430 | 423932 | 2745279
2039-11-01 | 1872900 | 0 | 6265.81 | 20250 | 148680 | 130050 | 0 | 0 | 45900 | 410736 | 2634782
2039-12-01 | 1935330 | 23166 | 6474.67 | 20922 | 153636 | 109596 | 0 | 0 | 47430 | 423004 | 2719558
2040-01-01 | 1935330 | 23166 | 6474.67 | 20925 | 153636 | 134385 | 28985 | 303800 | 47430 | 426154 | 3080286
2040-02-01 | 1748040 | 20926.4 | 5848.09 | 18900 | 138768 | 121380 | 26180 | 274400 | 42840 | 387406 | 2784688
2040-03-01 | 1935330 | 23168.5 | 6474.67 | 20925 | 153636 | 134370 | 28985 | 303800 | 47428 | 428979 | 3083096
2040-04-01 | 1872900 | 22421.1 | 6265.81 | 20250 | 148680 | 130050 | 28050 | 0 | 45900 | 414774 | 2689291
2040-05-01 | 1935330 | 23168.5 | 6474.67 | 20925 | 153636 | 134385 | 28985 | 303800 | 47430 | 428920 | 3083054
2040-06-01 | 1872900 | 22421.1 | 6265.81 | 20250 | 148680 | 130050 | 0 | 294000 | 45900 | 114000 | 2654467
2040-07-01 | 1935330 | 23168.5 | 6474.67 | 20925 | 153636 | 134385 | 0 | 303800 | 42048.7 | 109882 | 2729650
2040-08-01 | 1935330 | 0 | 6474.67 | 0 | 153636 | 134385 | 0 | 0 | 0 | 107443 | 2337269
2040-09-01 | 1872900 | 0 | 6298.39 | 0 | 0 | 130050 | 0 | 0 | 45900 | 106880 | 2162029
2040-10-01 | 1935330 | 23356.9 | 6508.33 | 20925 | 153636 | 134385 | 23962.1 | 0 | 47430 | 433355 | 2778888
2040-11-01 | 1776033 | 22603.4 | 6298.39 | 20250 | 148680 | 130050 | 26814.4 | 294000 | 45900 | 419376 | 2890005
2040-12-01 | 1935330 | 23354 | 6508.33 | 20925 | 153636 | 134385 | 28985 | 0 | 47430 | 425666 | 2776219
2041-01-01 | 1935330 | 0 | 6508.33 | 20925 | 153636 | 134385 | 28985 | 303800 | 47430 | 425799 | 3056799
2041-02-01 | 1748040 | 21096.5 | 5878.5 | 18900 | 138768 | 121380 | 26180 | 274400 | 42840 | 376659 | 2774142
2041-03-01 | 1935330 | 23356.9 | 6508.33 | 20925 | 153636 | 134385 | 28985 | 303800 | 47430 | 420043 | 3074399
2041-04-01 | 1872900 | 22603.4 | 6298.39 | 20250 | 148680 | 130050 | 28044.8 | 294000 | 45900 | 413649 | 2982375
2041-05-01 | 1935330 | 23356.9 | 6508.33 | 20925 | 153636 | 134385 | 28777.9 | 303800 | 47430 | 428112 | 3082261
2041-06-01 | 1872900 | 22603.4 | 6298.39 | 20250 | 148680 | 130050 | 0 | 294000 | 45900 | 413136 | 2953818
2041-07-01 | 1935330 | 23356.9 | 6508.33 | 20925 | 153636 | 134385 | 0 | 303800 | 24556.2 | 430644 | 3033142
2041-08-01 | 1935330 | 0 | 6508.33 | 0 | 153636 | 0 | 0 | 0 | 0 | 428709 | 2524183
2041-09-01 | 1872900 | 0 | 6330.32 | 0 | 0 | 130050 | 0 | 0 | 45900 | 419940 | 2475120
2041-10-01 | 1935330 | 23545.3 | 6541.33 | 20925 | 153636 | 134385 | 28029 | 0 | 47430 | 434000 | 2783822
2041-11-01 | 1872900 | 22785.8 | 6330.32 | 20250 | 148680 | 130050 | 25264.2 | 0 | 45900 | 420000 | 2692160
2041-12-01 | 1935330 | 23542 | 6541.33 | 20925 | 153636 | 134385 | 0 | 0 | 47430 | 421207 | 2742997
2042-01-01 | 1935330 | 23545.3 | 6541.33 | 20925 | 153636 | 134385 | 28985 | 303800 | 47430 | 429790 | 3084367
2042-02-01 | 1748040 | 21266.7 | 5908.3 | 18900 | 138768 | 121380 | 26180 | 274400 | 42840 | 386107 | 2783790
2042-03-01 | 1935330 | 23542 | 6541.33 | 20925 | 153636 | 134385 | 0 | 0 | 47430 | 423973 | 2745763
2042-04-01 | 1544814 | 0 | 6330.32 | 0 | 148680 | 130050 | 0 | 0 | 45900 | 408023 | 2283798
2042-05-01 | 1935330 | 23545.3 | 6541.33 | 20925 | 153636 | 134385 | 28985 | 303800 | 47430 | 426107 | 3080685
2042-06-01 | 1872900 | 22785.8 | 6330.32 | 20250 | 148680 | 130050 | 28050 | 294000 | 45900 | 416307 | 2985254
2042-07-01 | 1935330 | 23545.3 | 6541.33 | 20925 | 153636 | 134385 | 28985 | 303800 | 24060.7 | 430065 | 3061274
2042-08-01 | 1935330 | 0 | 6541.33 | 0 | 153636 | 0 | 28985 | 0 | 0 | 429789 | 2554282
2042-09-01 | 1491498 | 0 | 6361.62 | 0 | 0 | 130050 | 0 | 0 | 45900 | 418804 | 2092614
2042-10-01 | 1935330 | 23733.7 | 6573.67 | 20925 | 153636 | 134385 | 28985 | 0 | 47430 | 433704 | 2784702
2042-11-01 | 1872900 | 22968.1 | 6361.62 | 20250 | 148680 | 130050 | 28050 | 0 | 45900 | 416623 | 2691782
2042-12-01 | 1935330 | 0 | 6573.67 | 0 | 153636 | 115957 | 0 | 0 | 47430 | 377941 | 2636867
2043-01-01 | 1935330 | 0 | 6573.67 | 20925 | 153636 | 134385 | 28985 | 303800 | 47430 | 430103 | 3061168
2043-02-01 | 1748040 | 21436.9 | 5937.51 | 18900 | 138768 | 121380 | 26180 | 0 | 42840 | 390139 | 2513622
2043-03-01 | 1935330 | 17120.5 | 6573.67 | 20922 | 153636 | 134385 | 0 | 303800 | 47430 | 432217 | 3051414
2043-04-01 | 1872900 | 22968.1 | 6361.62 | 20250 | 148680 | 130050 | 0 | 0 | 45900 | 419938 | 2667048
2043-05-01 | 1935330 | 23733.7 | 6573.67 | 20925 | 153636 | 134385 | 28985 | 303800 | 47430 | 117672 | 2772470
2043-06-01 | 1872900 | 22968.1 | 6361.62 | 20250 | 148680 | 130050 | 28050 | 294000 | 45900 | 208438 | 2777598
2043-07-01 | 1935330 | 23733.7 | 6573.67 | 20925 | 153636 | 134385 | 28985 | 303800 | 26482.9 | 98935 | 2732786
2043-08-01 | 1935330 | 0 | 6573.67 | 0 | 153636 | 134385 | 28985 | 0 | 14938.5 | 96564.7 | 2370413
2043-09-01 | 1872900 | 0 | 6392.3 | 0 | 0 | 130050 | 0 | 0 | 45900 | 96039.7 | 2151282
2043-10-01 | 1136071 | 23922.1 | 6605.38 | 20925 | 153636 | 134385 | 28985 | 0 | 47430 | 433405 | 1985365
2043-11-01 | 1872900 | 23148 | 6392.3 | 20250 | 148680 | 130050 | 0 | 0 | 45900 | 363763 | 2611083
2043-12-01 | 1935330 | 0 | 6605.38 | 0 | 153636 | 134385 | 0 | 0 | 47430 | 421904 | 2699290
2044-01-01 | 1935330 | 23922.1 | 6605.38 | 20925 | 153636 | 134385 | 28985 | 303800 | 47430 | 429592 | 3084611
2044-02-01 | 1748040 | 21604 | 5966.15 | 18900 | 138768 | 121380 | 26180 | 274400 | 42840 | 382599 | 2780678
2044-03-01 | 1935330 | 23922.1 | 6605.38 | 20925 | 153636 | 134385 | 28985 | 303800 | 47430 | 425404 | 3080423
2044-04-01 | 1872900 | 23150.5 | 6392.3 | 20250 | 148680 | 130050 | 28050 | 0 | 45900 | 416354 | 2691727
2044-05-01 | 1935330 | 23922.1 | 6605.38 | 20925 | 153636 | 134385 | 28985 | 303800 | 47430 | 431408 | 3086426
2044-06-01 | 1872900 | 23150.5 | 6392.3 | 20250 | 148680 | 130050 | 28050 | 294000 | 45900 | 416048 | 2985420
2044-07-01 | 1935330 | 23922.1 | 6605.38 | 20925 | 153636 | 134385 | 28985 | 303800 | 25796.1 | 433011 | 3066396
2044-08-01 | 1935330 | 0 | 6605.38 | 0 | 153636 | 0 | 28985 | 0 | 0 | 429576 | 2554132
2044-09-01 | 1872900 | 0 | 6422.39 | 0 | 0 | 130050 | 0 | 0 | 45900 | 419940 | 2475212
2044-10-01 | 1935330 | 24110.6 | 6636.47 | 20925 | 153636 | 134385 | 28985 | 0 | 47430 | 433943 | 2785381
2044-11-01 | 1872900 | 0 | 6422.39 | 20250 | 148680 | 130050 | 28050 | 0 | 20935.2 | 360706 | 2587993
2044-12-01 | 1935330 | 0 | 6636.47 | 0 | 153636 | 134385 | 28985 | 0 | 41414 | 429683 | 2730070
2045-01-01 | 1935330 | 24110.6 | 6636.47 | 20925 | 153636 | 134385 | 28985 | 303800 | 47430 | 431417 | 3086655
2045-02-01 | 1748040 | 0 | 5994.23 | 0 | 0 | 121380 | 26180 | 0 | 42840 | 389567 | 2334001
2045-03-01 | 1935330 | 24110.6 | 6636.47 | 20925 | 153636 | 134370 | 28985 | 303800 | 47430 | 433986 | 3089209
2045-04-01 | 1872900 | 23332.8 | 6422.39 | 20250 | 148680 | 130050 | 27049.7 | 0 | 45900 | 420000 | 2694585
2045-05-01 | 1935330 | 24110.6 | 6636.47 | 20925 | 153636 | 134385 | 27531.2 | 303800 | 47430 | 434000 | 3087784
2045-06-01 | 1872900 | 23332.8 | 6422.39 | 20250 | 148680 | 130050 | 0 | 294000 | 45900 | 97290 | 2638825
2045-07-01 | 1935330 | 24110.6 | 6636.47 | 20925 | 153636 | 134370 | 28976.8 | 303800 | 25132.4 | 434000 | 3066917
2045-08-01 | 1935330 | 0 | 6636.47 | 0 | 153636 | 134385 | 235.34 | 0 | 0 | 105095 | 2335318
2045-09-01 | 1872900 | 0 | 6422.39 | 0 | 0 | 130050 | 0 | 0 | 45900 | 88251.2 | 2143524
2045-10-01 | 1358112 | 24306.2 | 6636.47 | 20925 | 153636 | 134385 | 28617 | 0 | 47430 | 434000 | 2208048
2045-11-01 | 1872900 | 23522.1 | 6422.39 | 20250 | 148680 | 130050 | 27629.2 | 294000 | 45900 | 420000 | 2989354
2045-12-01 | 1935330 | 24303 | 6636.47 | 20925 | 153636 | 134385 | 28985 | 303800 | 47430 | 429730 | 3085161
2046-01-01 | 1935330 | 0 | 6636.47 | 20919 | 0 | 134350 | 0 | 0 | 47430 | 0 | 2144665
2046-02-01 | 1748040 | 0 | 5994.23 | 0 | 138768 | 121360 | 0 | 0 | 5616.66 | 0 | 2019779
2046-03-01 | 1935330 | 24306.2 | 6636.47 | 20925 | 153636 | 134385 | 28985 | 303800 | 47429 | 421548 | 3076980
2046-04-01 | 1872900 | 23522.1 | 6422.39 | 20250 | 148680 | 130050 | 28050 | 294000 | 45900 | 415676 | 2985450
2046-05-01 | 1935330 | 24306.2 | 6636.47 | 20925 | 153636 | 134385 | 28985 | 303800 | 47430 | 421304 | 3076738
2046-06-01 | 1872900 | 23522.1 | 6422.39 | 20250 | 148680 | 130050 | 28050 | 294000 | 45900 | 415391 | 2985166
2046-07-01 | 1935330 | 24306.2 | 6636.47 | 20925 | 153636 | 134385 | 28985 | 303800 | 39073.2 | 419382 | 3066459
2046-08-01 | 1935330 | 0 | 6636.47 | 0 | 153636 | 0 | 0 | 0 | 0 | 425573 | 2521175
2046-09-01 | 1872900 | 0 | 6422.39 | 0 | 0 | 130050 | 0 | 0 | 45900 | 407139 | 2462411
2046-10-01 | 1935330 | 24501.9 | 6636.47 | 20925 | 153636 | 134385 | 28985 | 0 | 47430 | 428016 | 2779845
2046-11-01 | 1872900 | 23711.5 | 6422.39 | 20250 | 148680 | 130050 | 28050 | 0 | 45900 | 417100 | 2693064
2046-12-01 | 1935330 | 24499 | 6636.47 | 20925 | 153636 | 134385 | 28985 | 303800 | 47430 | 423296 | 3078922
2047-01-01 | 1935330 | 0 | 6636.47 | 20925 | 153636 | 134385 | 28985 | 0 | 47430 | 428175 | 2755503
2047-02-01 | 1748040 | 0 | 5994.23 | 18900 | 138768 | 121380 | 26180 | 274400 | 42840 | 384618 | 2761120
2047-03-01 | 1935330 | 24501.9 | 6636.47 | 20925 | 153636 | 134385 | 28985 | 303800 | 47430 | 431567 | 3087196
2047-04-01 | 1872900 | 23711.5 | 6422.39 | 20250 | 148680 | 130050 | 28050 | 294000 | 45900 | 419566 | 2989530
2047-05-01 | 1935330 | 24501.9 | 6636.47 | 20925 | 153636 | 134385 | 28985 | 303800 | 47430 | 432334 | 3087963
2047-06-01 | 1872900 | 23711.5 | 6422.39 | 20250 | 148680 | 130050 | 27854.1 | 294000 | 45900 | 420000 | 2989768
2047-07-01 | 1935330 | 24501.9 | 6636.47 | 20925 | 153636 | 134370 | 28980.7 | 303800 | 45580.4 | 434000 | 3087760
2047-08-01 | 1935330 | 0 | 6636.47 | 0 | 153636 | 134385 | 0 | 0 | 0 | 196380 | 2426367
2047-09-01 | 1648701 | 0 | 6422.39 | 0 | 0 | 130050 | 0 | 0 | 45900 | 98609.4 | 1929683
2047-10-01 | 1935330 | 24697.5 | 6636.47 | 20925 | 153636 | 134385 | 28985 | 0 | 47430 | 432556 | 2784581
2047-11-01 | 668702 | 23898 | 6422.39 | 20250 | 148680 | 130050 | 28050 | 0 | 45900 | 419006 | 1490958
2047-12-01 | 1935330 | 0 | 6636.47 | 20925 | 153636 | 134385 | 28985 | 0 | 47430 | 433878 | 2761206
2048-01-01 | 1935330 | 24697.5 | 6636.47 | 20925 | 153636 | 134385 | 28985 | 303800 | 47430 | 433991 | 3089816
2048-02-01 | 1748040 | 22307.5 | 5994.23 | 18900 | 138768 | 121370 | 26180 | 0 | 42840 | 391982 | 2516382
2048-03-01 | 1935330 | 24697.5 | 6636.47 | 20925 | 153636 | 134385 | 28985 | 303800 | 47430 | 434000 | 3089825
2048-04-01 | 1872900 | 23900.8 | 6422.39 | 20250 | 148680 | 130040 | 28050 | 294000 | 45900 | 419986 | 2990130
2048-05-01 | 1935330 | 24697.5 | 6636.47 | 20925 | 153636 | 134370 | 28971.8 | 303800 | 47430 | 434000 | 3089797
2048-06-01 | 1872900 | 23900.8 | 6422.39 | 20250 | 148680 | 130040 | 28037.4 | 294000 | 45900 | 420000 | 2990131
2048-07-01 | 1935330 | 24697.5 | 6636.47 | 20925 | 153636 | 134353 | 28981.2 | 303800 | 47426 | 434000 | 3089785
2048-08-01 | 1935330 | 0 | 6636.47 | 0 | 153636 | 134385 | 0 | 0 | 0 | 75566.5 | 2305554
2048-09-01 | 1872900 | 0 | 6422.39 | 0 | 0 | 130050 | 0 | 0 | 45900 | 310769 | 2366041
2048-10-01 | 419158 | 24893.2 | 6636.47 | 20925 | 153636 | 134385 | 28985 | 0 | 47430 | 433469 | 1269518
2048-11-01 | 1213023 | 24087 | 6422.39 | 20250 | 148680 | 130050 | 28050 | 0 | 45900 | 416915 | 2033378
2048-12-01 | 1935330 | 24893.2 | 6636.47 | 20925 | 153636 | 134385 | 28985 | 0 | 47430 | 426936 | 2779157
2049-01-01 | 1935330 | 24893.2 | 6636.47 | 20925 | 153636 | 134385 | 28985 | 0 | 47430 | 425827 | 2778047
2049-02-01 | 594277 | 0 | 5994.23 | 18900 | 138768 | 708.95 | 26180 | 0 | 5296.74 | 0 | 790125
2049-03-01 | 1935330 | 24893.2 | 6636.47 | 0 | 153636 | 134385 | 28985 | 303800 | 47430 | 424607 | 3059703
2049-04-01 | 1872900 | 24090.2 | 6422.39 | 20250 | 148680 | 130050 | 28050 | 0 | 45900 | 413899 | 2690241
2049-05-01 | 1935330 | 24893.2 | 6636.47 | 20925 | 153636 | 134385 | 28985 | 303800 | 47430 | 423411 | 3079432
2049-06-01 | 1872900 | 24090.2 | 6422.39 | 20250 | 148680 | 130050 | 28050 | 294000 | 45900 | 416476 | 2986818
2049-07-01 | 1935330 | 24893.2 | 6636.47 | 20925 | 153636 | 134385 | 28985 | 303800 | 24960.3 | 428311 | 3061862
2049-08-01 | 1935330 | 0 | 6636.47 | 0 | 153636 | 0 | 28985 | 0 | 0 | 425611 | 2550199
2049-09-01 | 1872900 | 0 | 6422.39 | 0 | 0 | 130050 | 0 | 0 | 45900 | 414030 | 2469302
2049-10-01 | 1935330 | 25088.9 | 6636.47 | 20925 | 153636 | 134385 | 28985 | 0 | 47430 | 422262 | 2774679
2049-11-01 | 1872900 | 24279.5 | 6422.39 | 20250 | 148680 | 130050 | 28050 | 294000 | 45899 | 417238 | 2987769
2049-12-01 | 1935330 | 25086 | 6636.47 | 20925 | 153636 | 134350 | 0 | 0 | 47430 | 0 | 2323393
2050-01-01 | 1935330 | 0 | 6636.47 | 0 | 0 | 8050.2 | 0 | 0 | 38508 | 0 | 1988525
2050-02-01 | 515369 | 0 | 5994.23 | 0 | 138768 | 338.92 | 0 | 0 | 37910.1 | 0 | 698381
2050-03-01 | 1935330 | 25088.9 | 6636.47 | 20925 | 153636 | 134385 | 28985 | 303800 | 47430 | 425543 | 3081759
2050-04-01 | 1872900 | 24279.5 | 6422.39 | 20250 | 148680 | 130050 | 28050 | 0 | 45900 | 413380 | 2689912
2050-05-01 | 1935330 | 25088.9 | 6636.47 | 20925 | 153636 | 134385 | 28985 | 303800 | 47430 | 428589 | 3084805
2050-06-01 | 1872900 | 24279.5 | 6422.39 | 20250 | 148680 | 130050 | 28050 | 294000 | 45900 | 408806 | 2979338
2050-07-01 | 1935330 | 25088.9 | 6636.47 | 20925 | 153636 | 134385 | 28985 | 303800 | 37584.1 | 425198 | 3071568
2050-08-01 | 1935330 | 0 | 6636.47 | 0 | 153636 | 0 | 28985 | 0 | 0 | 429795 | 2554383
2050-09-01 | 1872900 | 0 | 6422.39 | 0 | 0 | 130050 | 0 | 0 | 45900 | 410278 | 2465551
2050-10-01 | 1205840 | 25088.9 | 6636.47 | 20925 | 153636 | 134385 | 28985 | 0 | 47430 | 422343 | 2045269
2050-11-01 | 1872900 | 0 | 6422.39 | 20250 | 148680 | 130050 | 28050 | 0 | 45900 | 411426 | 2663678
2050-12-01 | 1541432 | 0 | 6636.47 | 20925 | 153636 | 6690.1 | 28985 | 0 | 47430 | 0 | 1805734
2051-01-01 | 724831 | 0 | 6636.47 | 20925 | 0 | 7689.46 | 0 | 0 | 36594.3 | 104882 | 901559
2051-02-01 | 1748040 | 0 | 5994.23 | 18900 | 0 | 121380 | 26180 | 0 | 42840 | 165700 | 2129034
2051-03-01 | 0 | 0 | 6636.47 | 0 | 0 | 0 | 28985 | 0 | 0 | 206048 | 241669
2051-04-01 | 234620 | 0 | 0 | 0 | 148680 | 0 | 28050 | 0 | 0 | 0 | 411350
2051-05-01 | 1007195 | 0 | 0 | 0 | 153636 | 134385 | 28985 | 0 | 0 | 424495 | 1748696
2051-06-01 | 750156 | 0 | 6422.39 | 0 | 0 | 0 | 0 | 0 | 40282.7 | 82011.6 | 878872
2051-07-01 | 839072 | 0 | 6636.47 | 0 | 153636 | 0 | 0 | 0 | 0 | 108990 | 1108334
2051-08-01 | 330530 | 0 | 0 | 0 | 153636 | 0 | 0 | 0 | 0 | 149925 | 634092
Sum | 684489566 | 5258413 | 2355636 | 4789086 | 45122884 | 39277845 | 6160561 | 45092060 | 15337737 | 112534061 | 960417848

## Wastewater Reuse Agadir
Transmission Link Flow
Scenario: WWR Increased Water Productivity, All months (12)
Cubic Meter
"Transmission Link from Withdrawal Node 5 to Agadir"
2018-09-01 | 0
2018-10-01 | 0
2018-11-01 | 0
2018-12-01 | 0
2019-01-01 | 0
2019-02-01 | 0
2019-03-01 | 0
2019-04-01 | 0
2019-05-01 | 0
2019-06-01 | 0
2019-07-01 | 0
2019-08-01 | 0
2019-09-01 | 437490
2019-10-01 | 452073
2019-11-01 | 437490
2019-12-01 | 452073
2020-01-01 | 452073
2020-02-01 | 408320
2020-03-01 | 452073
2020-04-01 | 437490
2020-05-01 | 452073
2020-06-01 | 437490
2020-07-01 | 452020
2020-08-01 | 452010
2020-09-01 | 91.3265
2020-10-01 | 47.7041
2020-11-01 | 0
2020-12-01 | 47.7041
2021-01-01 | 47.7041
2021-02-01 | 0
2021-03-01 | 47.7041
2021-04-01 | 0
2021-05-01 | 0
2021-06-01 | 0
2021-07-01 | 0
2021-08-01 | 0
2021-09-01 | 0
2021-10-01 | 54.0816
2021-11-01 | 26.5306
2021-12-01 | 54.0816
2022-01-01 | 0
2022-02-01 | 0
2022-03-01 | 54.0816
2022-04-01 | 0
2022-05-01 | 54.0816
2022-06-01 | 0
2022-07-01 | 0
2022-08-01 | 0
2022-09-01 | 0
2022-10-01 | 60.4592
2022-11-01 | 61.7347
2022-12-01 | 0
2023-01-01 | 60.4592
2023-02-01 | 64.2857
2023-03-01 | 60.4592
2023-04-01 | 61.7347
2023-05-01 | 60.4592
2023-06-01 | 61.7347
2023-07-01 | 60.4592
2023-08-01 | 60.4592
2023-09-01 | 96.9388
2023-10-01 | 66.8367
2023-11-01 | 96.9388
2023-12-01 | 0
2024-01-01 | 66.8367
2024-02-01 | 57.1429
2024-03-01 | 66.8367
2024-04-01 | 0
2024-05-01 | 0
2024-06-01 | 0
2024-07-01 | 0
2024-08-01 | 0
2024-09-01 | 0
2024-10-01 | 73.2143
2024-11-01 | 32.1429
2024-12-01 | 73.2143
2025-01-01 | 0
2025-02-01 | 50
2025-03-01 | 73.2143
2025-04-01 | 32.1429
2025-05-01 | 73.2143
2025-06-01 | 32.1429
2025-07-01 | 73.2143
2025-08-01 | 73.2143
2025-09-01 | 22.449
2025-10-01 | 36.5306
2025-11-01 | 22.449
2025-12-01 | 36.5306
2026-01-01 | 36.5306
2026-02-01 | 94.2857
2026-03-01 | 36.5306
2026-04-01 | 0
2026-05-01 | 36.5306
2026-06-01 | 0
2026-07-01 | 0
2026-08-01 | 0
2026-09-01 | 0
2026-10-01 | 99.8469
2026-11-01 | 12.7551
2026-12-01 | 99.8469
2027-01-01 | 99.8469
2027-02-01 | 0
2027-03-01 | 99.8469
2027-04-01 | 12.7551
2027-05-01 | 99.8469
2027-06-01 | 12.7551
2027-07-01 | 99.8469
2027-08-01 | 99.8469
2027-09-01 | 3.0612
2027-10-01 | 0
2027-11-01 | 0
2027-12-01 | 63.1633
2028-01-01 | 63.1633
2028-02-01 | 0
2028-03-01 | 63.1633
2028-04-01 | 3.0612
2028-05-01 | 0
2028-06-01 | 0
2028-07-01 | 0
2028-08-01 | 0
2028-09-01 | 79800
2028-10-01 | 82626.5
2028-11-01 | 79893.4
2028-12-01 | 82600
2029-01-01 | 82600
2029-02-01 | 74727.1
2029-03-01 | 82600
2029-04-01 | 79893.4
2029-05-01 | 82626.5
2029-06-01 | 79800
2029-07-01 | 82600
2029-08-01 | 82600
2029-09-01 | 0
2029-10-01 | 89.7959
2029-11-01 | 83.6735
2029-12-01 | 89.7959
2030-01-01 | 0
2030-02-01 | 71.4286
2030-03-01 | 89.7959
2030-04-01 | 83.6735
2030-05-01 | 0
2030-06-01 | 0
2030-07-01 | 0
2030-08-01 | 0
2030-09-01 | 0
2030-10-01 | 90.6633
2030-11-01 | 78.0612
2030-12-01 | 90.6633
2031-01-01 | 90.6633
2031-02-01 | 0
2031-03-01 | 0
2031-04-01 | 0
2031-05-01 | 0
2031-06-01 | 0
2031-07-01 | 0
2031-08-01 | 0
2031-09-01 | 0
2031-10-01 | 91.5306
2031-11-01 | 72.449
2031-12-01 | 91.5306
2032-01-01 | 91.5306
2032-02-01 | 34.2857
2032-03-01 | 91.5306
2032-04-01 | 72.449
2032-05-01 | 91.5306
2032-06-01 | 72.449
2032-07-01 | 91.5306
2032-08-01 | 91.5306
2032-09-01 | 66.8367
2032-10-01 | 92.398
2032-11-01 | 66.8367
2032-12-01 | 92.398
2033-01-01 | 0
2033-02-01 | 15.7143
2033-03-01 | 92.398
2033-04-01 | 66.8367
2033-05-01 | 92.398
2033-06-01 | 66.8367
2033-07-01 | 92.398
2033-08-01 | 92.398
2033-09-01 | 61.2245
2033-10-01 | 93.2653
2033-11-01 | 0
2033-12-01 | 0
2034-01-01 | 93.2653
2034-02-01 | 0
2034-03-01 | 0
2034-04-01 | 61.2245
2034-05-01 | 93.2653
2034-06-01 | 61.2245
2034-07-01 | 93.2653
2034-08-01 | 93.2653
2034-09-01 | 55.6122
2034-10-01 | 94.1327
2034-11-01 | 55.6122
2034-12-01 | 94.1327
2035-01-01 | 94.1327
2035-02-01 | 78.5714
2035-03-01 | 94.1327
2035-04-01 | 55.6122
2035-05-01 | 94.1327
2035-06-01 | 55.6122
2035-07-01 | 94.1327
2035-08-01 | 94.1327
2035-09-01 | 75.5102
2035-10-01 | 44.6939
2035-11-01 | 0
2035-12-01 | 0
2036-01-01 | 44.6939
2036-02-01 | 0
2036-03-01 | 0
2036-04-01 | 0
2036-05-01 | 44.6939
2036-06-01 | 0
2036-07-01 | 0
2036-08-01 | 0
2036-09-01 | 0
2036-10-01 | 95.2551
2036-11-01 | 95.4082
2036-12-01 | 95.2551
2037-01-01 | 95.2551
2037-02-01 | 95.7143
2037-03-01 | 95.2551
2037-04-01 | 0
2037-05-01 | 95.2551
2037-06-01 | 0
2037-07-01 | 0
2037-08-01 | 0
2037-09-01 | 0
2037-10-01 | 45.8163
2037-11-01 | 15.3061
2037-12-01 | 0
2038-01-01 | 0
2038-02-01 | 0
2038-03-01 | 45.8163
2038-04-01 | 0
2038-05-01 | 0
2038-06-01 | 0
2038-07-01 | 0
2038-08-01 | 0
2038-09-01 | 0
2038-10-01 | 96.3776
2038-11-01 | 35.2041
2038-12-01 | 0
2039-01-01 | 96.3776
2039-02-01 | 12.8571
2039-03-01 | 96.3776
2039-04-01 | 35.2041
2039-05-01 | 0
2039-06-01 | 0
2039-07-01 | 0
2039-08-01 | 0
2039-09-01 | 0
2039-10-01 | 0
2039-11-01 | 0
2039-12-01 | 0
2040-01-01 | 46.9388
2040-02-01 | 71.4286
2040-03-01 | 46.9388
2040-04-01 | 55.102
2040-05-01 | 0
2040-06-01 | 0
2040-07-01 | 0
2040-08-01 | 0
2040-09-01 | 0
2040-10-01 | 43.8265
2040-11-01 | 81.1224
2040-12-01 | 43.8265
2041-01-01 | 0
2041-02-01 | 55.7143
2041-03-01 | 43.8265
2041-04-01 | 81.1224
2041-05-01 | 43.8265
2041-06-01 | 81.1224
2041-07-01 | 43.8265
2041-08-01 | 43.8265
2041-09-01 | 7.1429
2041-10-01 | 40.7143
2041-11-01 | 7.1429
2041-12-01 | 0
2042-01-01 | 40.7143
2042-02-01 | 40
2042-03-01 | 40.7143
2042-04-01 | 0
2042-05-01 | 0
2042-06-01 | 0
2042-07-01 | 0
2042-08-01 | 0
2042-09-01 | 0
2042-10-01 | 37.602
2042-11-01 | 0
2042-12-01 | 37.602
2043-01-01 | 37.602
2043-02-01 | 24.2857
2043-03-01 | 37.602
2043-04-01 | 33.1633
2043-05-01 | 37.602
2043-06-01 | 0
2043-07-01 | 0
2043-08-01 | 0
2043-09-01 | 0
2043-10-01 | 34.4898
2043-11-01 | 59.1837
2043-12-01 | 34.4898
2044-01-01 | 0
2044-02-01 | 8.5714
2044-03-01 | 0
2044-04-01 | 0
2044-05-01 | 0
2044-06-01 | 0
2044-07-01 | 0
2044-08-01 | 0
2044-09-01 | 0
2044-10-01 | 31.3776
2044-11-01 | 0
2044-12-01 | 0
2045-01-01 | 31.3776
2045-02-01 | 92.8571
2045-03-01 | 31.3776
2045-04-01 | 85.2041
2045-05-01 | 31.3776
2045-06-01 | 85.2041
2045-07-01 | 0
2045-08-01 | 0
2045-09-01 | 0
2045-10-01 | 12.8061
2045-11-01 | 99.4898
2045-12-01 | 12.8061
2046-01-01 | 0
2046-02-01 | 72.8571
2046-03-01 | 12.8061
2046-04-01 | 99.4898
2046-05-01 | 12.8061
2046-06-01 | 99.4898
2046-07-01 | 12.8061
2046-08-01 | 12.8061
2046-09-01 | 13.7755
2046-10-01 | 94.2347
2046-11-01 | 0
2046-12-01 | 94.2347
2047-01-01 | 94.2347
2047-02-01 | 52.8571
2047-03-01 | 94.2347
2047-04-01 | 13.7755
2047-05-01 | 94.2347
2047-06-01 | 13.7755
2047-07-01 | 94.2347
2047-08-01 | 94.2347
2047-09-01 | 28.0612
2047-10-01 | 75.6633
2047-11-01 | 0
2047-12-01 | 75.6633
2048-01-01 | 75.6633
2048-02-01 | 32.8571
2048-03-01 | 75.6633
2048-04-01 | 28.0612
2048-05-01 | 75.6633
2048-06-01 | 28.0612
2048-07-01 | 75.6633
2048-08-01 | 75.6633
2048-09-01 | 19542.3
2048-10-01 | 20100
2048-11-01 | 19542.3
2048-12-01 | 20157.1
2049-01-01 | 20157.1
2049-02-01 | 18200
2049-03-01 | 20157.1
2049-04-01 | 19542.3
2049-05-01 | 20100
2049-06-01 | 19500
2049-07-01 | 20100
2049-08-01 | 20100
2049-09-01 | 78500
2049-10-01 | 81138.5
2049-11-01 | 78556.6
2049-12-01 | 81100
2050-01-01 | 81138.5
2050-02-01 | 73292.9
2050-03-01 | 81100
2050-04-01 | 78556.6
2050-05-01 | 81138.5
2050-06-01 | 78556.6
2050-07-01 | 81138.5
2050-08-01 | 81138.5
2050-09-01 | 78500
2050-10-01 | 81138.5
2050-11-01 | 78556.6
2050-12-01 | 81138.5
2051-01-01 | 81100
2051-02-01 | 73200
2051-03-01 | 81100
2051-04-01 | 78500
2051-05-01 | 81100
2051-06-01 | 78500
2051-07-01 | 81100
2051-08-01 | 81100
Sum | 8455191