## ReadMe
Scenario | Reference CC
Tab | Units | Description | Notes
Desalination | Cubic Meters | Volume of water delivered from desalination plant
GW Change in Elev | meters | Change in groundwater elevation from intial condition | Only Chtouka and Souss GW can be validated with observation data
GP Irrigation | Cubic Meters | Volume of water pumped from groundwater for irrigation
GP Domestic | Cubic Meters | Volume of water pumped from groundwater for domestic
MAR | Cubic Meters | Volume of water sent to groundwater. Managed Aquifer Recharge (MAR)
SW Irrigation | Cubic Meters | Volume of surface water delivered for irrigation
SW Domestic | Cubic Meters | Volume of surface water delivered to domestic users
WWTP Inflow | Cubic Meters | Volume of water sent to wastewater treatment plant
AgWaterDemand | Cubic Meters | Monthly agricultural water demand
DomWaterDemand | Cubic Meters | Monthly domestic water demand
DomSupplyReq | Cubic Meters | Monthly domestic supply requirement | Supply requirement = Water Demand + Losses
Wastewater Reuse AG | Cubic Meters | Volume of water delivered for irrigation from WWTP's
Wastewater Reuse Agadir | Cubic Meters | Volume of water delivered for administrative use in Agadir from WWTP
Annual Crop Production | Tonnes
Update Results
Clear Results

## Annual Crop Production
Annual Crop Production
Levels, Branch: Demand Sites and Catchments, Levels: 2, Scenario: Reference CC, All Crops (180), All Tags (10)
Tonne
| "I_El Guerdane\Arbres" | "I_El Guerdane\Cereales" | "I_El Guerdane\Fourrages" | "I_El Guerdane\Maraichages_PC" | "I_El Guerdane\Maraichages_SS" | "I_G1 Aoulouz\Arbres" | "I_G1 Aoulouz\Cereales" | "I_G1 Aoulouz\Fourrages" | "I_Modern Prive Chtouka\Arbres" | "I_Modern Prive Chtouka\Cereales" | "I_Modern Prive Chtouka\Maraichages_PC" | "I_Modern Public Massa\Arboriculture" | "I_Modern Public Massa\Cereales" | "I_Modern Public Massa\Fourrages" | "I_Modern Public Massa\Maraichage_PC" | "I_Moderne Prive Massa\Arbres" | "I_Moderne Prive Massa\Cereales" | "I_Moderne Prive Massa\Fourrages" | "I_Moderne Prive Massa\Maraichages_PC" | "I_Moderne Prive Massa\Maraichages_SS" | "I_Moderne Prive Souss\Arbres" | "I_Moderne Prive Souss\Bananier" | "I_Moderne Prive Souss\Cereales" | "I_Moderne Prive Souss\Fourrages" | "I_Moderne Prive Souss\Maraichages_SS" | "I_Moderne Public Issen\Arboriculture" | "I_Moderne Public Issen\Cereales" | "I_Moderne Public Issen\Fourrages" | "I_Moderne Public Issen\Maraichage_PC" | "I_Moderne Public Souss Amont\Arboriculture" | "I_Moderne Public Souss Amont\Cereales" | "I_Moderne Public Souss Amont\Fourrages" | "I_Moderne Public Souss Amont\Maraichage_PC" | I_Oughzifen\Arbres | I_Oughzifen\Cereales | I_Oughzifen\Fourrages | I_Oughzifen\Maraichages_PC | I_Oughzifen\Maraichages_SS | "I_PMH Anti Atlas Ait Baha\Arbres" | "I_PMH Anti Atlas Ait Baha\Cereales" | "I_PMH Anti Atlas Ait Baha\Maraichages_PC" | "I_PMH Anti Atlas Ighrem\Arbres" | "I_PMH Anti Atlas Ighrem\Cereales" | "I_PMH Anti Atlas Ighrem\Maraichages_PC" | "I_PMH de Tiznit\Arbres" | "I_PMH de Tiznit\Cereales" | "I_PMH de Tiznit\Fourrages" | "I_PMH de Tiznit\Maraichages_PC" | "I_PMH Montagne Souss\Arbres" | "I_PMH Montagne Souss\Cereales" | "I_PMH Montagne Souss\Fourrages" | "I_PMH Montagne Souss\Maraichages_PC" | "I_PMH Taliouine Tifnoute\Cereales" | "I_PMH Taliouine Tifnoute\Fourrages" | "I_PMH Taliouine Tifnoute\Maraichages_PC" | "I_PMH Tamri Tamraght\Arbres" | "I_PMH Tamri Tamraght\Cereales" | "I_PMH Tamri Tamraght\Fourrages" | I_Tassila\Fourrages | "I_Traditional Rehabilite du Souss Perimetre Diffus\Arbres" | "I_Traditional Rehabilite du Souss Perimetre Diffus\Cereales" | "I_Traditional Rehabilite du Souss Perimetre Diffus\Fourrages" | "I_Traditional Rehabilite du Souss Perimetre Diffus\Maraichages_PC" | "I_Traditional Rehabilite Issen\Arboriculture" | "I_Traditional Rehabilite Issen\Cereales" | "I_Traditional Rehabilite Issen\Fourrages" | "I_Traditional Rehabilite Issen\Maraichage_PC" | "I_Traditionnel non Rehabilite 2eme\Arbres" | "I_Traditionnel non Rehabilite 2eme\Cereales" | "I_Traditionnel non Rehabilite 2eme\Fourrages" | "I_Traditionnel non Rehabilite 2eme\Maraichages_PC" | "I_Traditionnel rehabilite du Souss 1ere\Arbres" | "I_Traditionnel rehabilite du Souss 1ere\Cereales" | "I_Traditionnel rehabilite du Souss 1ere\Fourrages" | "I_Traditionnel rehabilite du Souss 1ere\Maraichages_PC" | "I_Traditionnel Rehabilite Souss Amont\Arboriculture" | "I_Traditionnel Rehabilite Souss Amont\Cereales" | "I_Traditionnel Rehabilite Souss Amont\Fourrages" | "I_Traditionnel Rehabilite Souss Amont\Maraichage_PC" | Sum
2019 | 48600 | 14700 | 45000 | 15000 | 100000 | 12150 | 9973.52 | 2250 | 36450 | 12966 | 15750 | 13997.1 | 3196.5 | 53472.3 | 57834.5 | 9450 | 3150 | 67500 | 36000 | 337336 | 151944 | 0 | 60600 | 161600 | 444400 | 44041.5 | 3580.04 | 13567.5 | 11572 | 30925.6 | 3211.97 | 125812 | 29416.2 | 198.9 | 56.355 | 939.25 | 861.9 | 3315 | 572.4 | 4197.6 | 4452 | 635 | 5410.2 | 3048 | 3095.2 | 3080.2 | 38879.2 | 9381 | 3110.25 | 508.95 | 107445 | 6786 | 22152.6 | 15880 | 7146 | 234 | 3088.8 | 14820 | 16650 | 547.001 | 21.2161 | 25879 | 1701.31 | 27882.7 | 1196.82 | 4383.69 | 535 | 4978.8 | 764.816 | 171366 | 13695.4 | 4240.05 | 251.413 | 184906 | 11047.2 | 6162.12 | 62.8898 | 23668.7 | 5235.38 | 2739916
2020 | 48600 | 13727.5 | 45000 | 15000 | 100000 | 12150 | 10449.6 | 2250 | 36450 | 14850 | 15750 | 16903.5 | 3954 | 63427 | 72599.2 | 9450 | 3657.98 | 67500 | 36000 | 337500 | 152712 | 161600 | 76865 | 161600 | 444400 | 54085.6 | 4128 | 14637.5 | 11572 | 32007.7 | 3328.86 | 130302 | 29416.2 | 198.9 | 56.355 | 939.25 | 861.9 | 3315 | 572.4 | 4197.6 | 4452 | 635 | 5410.2 | 3048 | 3095.2 | 3132.3 | 36601.5 | 9381 | 3110.25 | 467.582 | 107445 | 6786 | 22152.6 | 15880 | 7146 | 234 | 2852.76 | 14820 | 20750 | 831.6 | 117.469 | 17256.4 | 1718.41 | 27913 | 1380 | 3218.86 | 535 | 4978.8 | 803.689 | 124218 | 13830 | 5588 | 911.569 | 111509 | 12192 | 15748.3 | 268.01 | 23778.6 | 5335.39 | 2851546
2021 | 48600 | 14700 | 45000 | 15000 | 100000 | 521.693 | 6911.49 | 2250 | 36450 | 13889.2 | 15750 | 16903.5 | 3954 | 63427 | 72555.6 | 9450 | 3640.42 | 67500 | 36000 | 337500 | 145643 | 161600 | 68568.1 | 161600 | 442885 | 54085.6 | 3883.34 | 14637.5 | 11540.5 | 31988.2 | 3526.5 | 130302 | 29416.2 | 198.9 | 56.355 | 939.25 | 861.9 | 3315 | 485.094 | 4197.6 | 2726.31 | 635 | 5410.2 | 3048 | 3095.2 | 3132.3 | 30172.1 | 9381 | 3110.25 | 482.447 | 107445 | 6786 | 22152.6 | 15880 | 7146 | 234 | 2860.46 | 14820 | 20750 | 410.706 | 26.6124 | 17573.5 | 1275.72 | 27039.4 | 1298.21 | 4216.89 | 532.397 | 3073.12 | 209.248 | 116440 | 9788.28 | 2546.46 | 141.878 | 126533 | 9709.55 | 4724.66 | 63.7107 | 17991.8 | 3035.94 | 2785629
2022 | 48590.7 | 14656.3 | 45000 | 15000 | 100000 | 12150 | 10753.9 | 2250 | 36445.7 | 14850 | 15750 | 16903.5 | 3580.91 | 61113.2 | 72599.2 | 9448.88 | 2851.44 | 67500 | 36000 | 337486 | 152683 | 161600 | 74177.6 | 161600 | 444400 | 54085.6 | 4128 | 14637.5 | 11572 | 32007.7 | 3526.5 | 130302 | 29416.2 | 198.9 | 56.355 | 939.25 | 861.9 | 3315 | 535.468 | 4197.6 | 3390.74 | 635 | 5410.2 | 3048 | 3095.2 | 3132.3 | 41854.9 | 9381 | 3110.25 | 494.659 | 107445 | 6786 | 18605 | 15880 | 7146 | 234 | 3088.8 | 14820 | 20750 | 831.6 | 130.359 | 27961.1 | 1814.47 | 14013.6 | 761.682 | 857.333 | 533.211 | 4978.8 | 829.8 | 166908 | 13830 | 5588 | 914.4 | 185977 | 12192 | 16234.5 | 285 | 23975.6 | 6156.29 | 2960250
2023 | 48600 | 14683.6 | 45000 | 15000 | 100000 | 1993.93 | 10800 | 2250 | 36450 | 14850 | 15750 | 16903.5 | 3954 | 63427 | 72597.1 | 9450 | 3521.9 | 67500 | 36000 | 337500 | 149633 | 161600 | 76489.3 | 161600 | 443914 | 54085.6 | 4128 | 14637.5 | 11572 | 32007.7 | 3232.05 | 130302 | 29416.2 | 198.9 | 49.5556 | 939.25 | 861.9 | 3315 | 241.395 | 1169.03 | 1268.78 | 635 | 5410.2 | 3048 | 3095.2 | 2855.5 | 23611.9 | 9381 | 3110.25 | 495.635 | 107445 | 6786 | 22152.6 | 15880 | 7146 | 234 | 3088.8 | 14820 | 20750 | 577.528 | 55.412 | 19642.4 | 1288.4 | 1473.57 | 194.508 | 3740.06 | 480.341 | 2952.21 | 291.816 | 113934 | 9726.11 | 3674.76 | 423.844 | 136444 | 10753.6 | 7863.95 | 84.9002 | 22478.9 | 3985.44 | 2786901
2024 | 48599.5 | 14700 | 45000 | 15000 | 100000 | 2379.7 | 6123.76 | 1993.85 | 36450 | 14575.6 | 15750 | 16903.5 | 3954 | 63427 | 72241.4 | 9450 | 3186.37 | 67500 | 36000 | 337500 | 152712 | 161600 | 71888.1 | 161600 | 444400 | 54066.6 | 4128 | 14637.5 | 11493.8 | 32007.7 | 3526.49 | 130302 | 29416.2 | 198.9 | 56.355 | 939.25 | 861.9 | 3315 | 120.561 | 0 | 981.184 | 635 | 5410.2 | 3048 | 3095.2 | 3132.3 | 31654.1 | 9381 | 3110.25 | 508.95 | 107445 | 6786 | 22152.6 | 15880 | 7146 | 234 | 3088.8 | 14820 | 20750 | 499.873 | 48.8129 | 13321.5 | 1587.47 | 2787.72 | 1.0144e-09 | 2029.52 | 411.428 | 3499.13 | 358.296 | 113061 | 12629 | 3801.45 | 369.885 | 118047 | 11602.5 | 7361.26 | 106.339 | 21570.8 | 4983.95 | 2765340
2025 | 48600 | 14700 | 45000 | 15000 | 100000 | 12150 | 2437.43 | 959.675 | 36450 | 14850 | 15750 | 16903.5 | 3954 | 61139.8 | 72247.6 | 9450 | 2883.86 | 67500 | 36000 | 337500 | 152161 | 161600 | 73238.7 | 161600 | 444400 | 54085.6 | 4128 | 14637.5 | 11493.4 | 32007.7 | 2911.71 | 130302 | 29304.3 | 198.9 | 56.355 | 939.25 | 861.9 | 3315 | 46.1223 | 0 | 1677.26 | 635 | 5176.44 | 3048 | 3095.2 | 3132.3 | 31311.2 | 9381 | 3110.25 | 503.189 | 107445 | 6786 | 22152.6 | 15880 | 7146 | 234 | 3088.8 | 14820 | 20750 | 767.817 | 74.9458 | 20836.4 | 1792.76 | 7518.96 | 287.688 | 1193.65 | 359.843 | 4843.14 | 559.398 | 140703 | 13571.8 | 4371.69 | 481.449 | 143520 | 12066.3 | 12537.8 | 189.061 | 15393.9 | 5227.22 | 2836432
2026 | 48600 | 14677.6 | 45000 | 15000 | 100000 | 8915.36 | 10622.4 | 2250 | 36450 | 14657.2 | 15750 | 16903.5 | 3335.68 | 63427 | 72593.6 | 9450 | 3428.19 | 67500 | 36000 | 337500 | 152712 | 161600 | 78317.2 | 161600 | 444400 | 54085.6 | 4128 | 14637.5 | 11572 | 32007.7 | 3387.59 | 130302 | 29416.2 | 198.9 | 56.355 | 939.25 | 861.9 | 3315 | 271.286 | 3434.87 | 4452 | 635 | 5410.2 | 3048 | 3095.2 | 2505.83 | 21707.2 | 9381 | 3110.25 | 508.95 | 107445 | 6786 | 21612.2 | 15880 | 7146 | 234 | 2431.8 | 14820 | 20750 | 528.155 | 44.3187 | 20509.4 | 1693.69 | 25138.9 | 1166.54 | 3365.85 | 420.497 | 4960.89 | 829.8 | 125520 | 13516.3 | 5379.5 | 900.332 | 159995 | 12069.8 | 12484.7 | 194.486 | 20037.2 | 4692.32 | 2873710
2027 | 48600 | 14406.8 | 45000 | 15000 | 100000 | 0 | 5380.46 | 1584.37 | 36450 | 14209.7 | 15750 | 16898.8 | 3285.71 | 63427 | 72599.2 | 9450 | 3575.98 | 67500 | 36000 | 337500 | 152712 | 161600 | 74058.4 | 161600 | 444400 | 54084.6 | 4128 | 14637.5 | 11572 | 32007.7 | 3526.5 | 130302 | 29233.9 | 198.9 | 56.355 | 939.25 | 861.9 | 3315 | 513.569 | 3653.75 | 2031.73 | 635 | 5002.77 | 3048 | 3095.2 | 3132.3 | 24328 | 9381 | 3110.25 | 487.169 | 107445 | 6786 | 19277 | 15880 | 7146 | 234 | 3088.8 | 14820 | 20750 | 763.936 | 76.8493 | 8618.53 | 1755.46 | 139.108 | 1.8383 | 8.7586 | 45.8308 | 4598.63 | 672.454 | 42302.6 | 13470.1 | 4243.85 | 664.914 | 82424.3 | 11435.3 | 11202.9 | 187.418 | 14582 | 5032.98 | 2641925
2028 | 48600 | 14700 | 45000 | 15000 | 100000 | 12141 | 10800 | 2250 | 36434.3 | 14850 | 15750 | 16903.5 | 3954 | 63427 | 72276.1 | 9445.92 | 3740.09 | 67500 | 36000 | 337500 | 152712 | 161600 | 67660.1 | 161600 | 444400 | 54085.6 | 4128 | 14637.5 | 11499.6 | 32007.7 | 3526.5 | 130302 | 29396.4 | 198.9 | 55.5258 | 939.25 | 861.9 | 3315 | 572.4 | 4197.6 | 4452 | 635 | 4815.41 | 3048 | 3095.2 | 3132.3 | 29420.7 | 9381 | 3110.25 | 508.95 | 107445 | 6786 | 22152.6 | 15880 | 7146 | 234 | 2860.14 | 14820 | 20750 | 768.214 | 129.588 | 21031.6 | 1666.32 | 11255.8 | 865.238 | 1116.79 | 236.858 | 4978.8 | 818.744 | 104061 | 13437.1 | 5509.67 | 841.688 | 124421 | 11805.8 | 15427 | 262.917 | 22507.8 | 4655.17 | 2809437
2029 | 48600 | 11144.9 | 45000 | 15000 | 100000 | 0 | 7093.72 | 2250 | 36450 | 14573.2 | 15750 | 16897.3 | 3954 | 63427 | 72555.6 | 9450 | 3640.42 | 67500 | 36000 | 337500 | 152712 | 161600 | 73344.7 | 161600 | 444400 | 54085.6 | 3883.34 | 14637.5 | 11540.5 | 32007.7 | 3523.26 | 130302 | 29416.2 | 198.9 | 56.355 | 939.25 | 861.9 | 3315 | 378.748 | 4188.76 | 1658.6 | 635 | 5410.2 | 3048 | 3095.2 | 2643.52 | 40227.7 | 9381 | 3110.25 | 508.95 | 107445 | 6786 | 22152.6 | 15880 | 7146 | 234 | 2860.46 | 14820 | 20750 | 331.641 | 31.0956 | 17801.7 | 1622.41 | 229.425 | 78.7883 | 40.1014 | 102.449 | 3864.23 | 317.408 | 91275.8 | 12574.2 | 3326.34 | 213.957 | 128585 | 11319.4 | 7364.58 | 74.6204 | 15998.4 | 3615.51 | 2756337
2030 | 48590.7 | 14700 | 45000 | 15000 | 100000 | 12149.7 | 10745.7 | 2250 | 36445.7 | 14850 | 15750 | 16903.5 | 3580.91 | 61113.2 | 72599.2 | 9448.88 | 2851.44 | 67500 | 36000 | 337500 | 152712 | 161600 | 76886.1 | 161600 | 444400 | 54085.6 | 4128 | 14637.5 | 11572 | 32007.7 | 3526.5 | 130302 | 29416.2 | 198.9 | 56.355 | 939.25 | 861.9 | 3314.95 | 572.4 | 3347.7 | 2580.71 | 635 | 5410.2 | 3048 | 3095.2 | 3132.3 | 40552.6 | 9381 | 3110.25 | 494.659 | 107445 | 6786 | 18605 | 15880 | 7146 | 234 | 3088.8 | 14820 | 20750 | 829.985 | 137.591 | 27961.1 | 1666.3 | 8912.79 | 569.27 | 711.332 | 531.055 | 4978.8 | 829.8 | 171102 | 13830 | 5588 | 914.4 | 185977 | 12192 | 16002.4 | 276.777 | 23975.6 | 5474.99 | 2957800
2031 | 48600 | 14700 | 45000 | 15000 | 100000 | 0 | 10800 | 2250 | 36450 | 14850 | 15750 | 16903.5 | 3954 | 63427 | 72597.1 | 9450 | 3521.9 | 67500 | 36000 | 337500 | 148066 | 161600 | 77954.9 | 161600 | 444400 | 54085.6 | 4128 | 14637.5 | 11572 | 32007.7 | 3526.5 | 130302 | 29416.2 | 198.9 | 56.355 | 939.25 | 861.9 | 3315 | 211.713 | 441.565 | 1014.05 | 635 | 5410.2 | 3048 | 3095.2 | 3132.3 | 23160.5 | 9381 | 3110.25 | 495.635 | 107445 | 6786 | 22152.6 | 15880 | 7146 | 234 | 3088.8 | 14820 | 20750 | 581.11 | 91.9985 | 19642.4 | 1263.73 | 994.794 | 128.026 | 492.903 | 217.706 | 2862.58 | 242.82 | 117962 | 9534.93 | 3423.26 | 343.15 | 136444 | 10661.2 | 7661.66 | 84.88 | 22478.9 | 3918.92 | 2783389
2032 | 48599.5 | 12938.9 | 45000 | 15000 | 100000 | 1911.71 | 6075.03 | 1986.99 | 36450 | 14575.6 | 15750 | 16903.5 | 3954 | 63427 | 72241.4 | 9450 | 3186.37 | 67500 | 36000 | 337500 | 152712 | 161600 | 75489.5 | 161600 | 444400 | 54066.6 | 4128 | 14637.5 | 11493.8 | 32007.7 | 3526.5 | 130302 | 29416.2 | 198.9 | 56.355 | 939.25 | 861.9 | 3315 | 96.2828 | 0 | 755.624 | 635 | 5410.2 | 3048 | 3095.2 | 3132.3 | 31654.1 | 9381 | 3110.25 | 508.95 | 107445 | 6786 | 22152.6 | 15880 | 7146 | 234 | 3088.8 | 14820 | 20750 | 502.937 | 58.0268 | 13263.7 | 1641.6 | 1587.94 | 1.0124e-09 | 2033.6 | 411.428 | 3486.44 | 339.592 | 112963 | 13007.8 | 3889.74 | 337.119 | 117691 | 11862 | 7395.02 | 105.429 | 21559.4 | 5227.79 | 2765694
2033 | 48600 | 14700 | 45000 | 15000 | 100000 | 12150 | 2352.16 | 946.018 | 36450 | 14850 | 15750 | 16903.5 | 3954 | 61139.8 | 72247.6 | 9450 | 2883.86 | 67500 | 36000 | 337500 | 152164 | 161600 | 73806.5 | 161600 | 444400 | 54085.6 | 4128 | 14637.5 | 11493.4 | 32007.7 | 3526.5 | 130302 | 29304.3 | 198.9 | 56.355 | 939.25 | 861.9 | 3315 | 15.5812 | 0 | 1472.46 | 635 | 5176.44 | 3048 | 3095.2 | 3132.3 | 31311.2 | 9381 | 3110.25 | 503.189 | 107445 | 6786 | 22152.6 | 15880 | 7146 | 234 | 3088.8 | 14820 | 20750 | 789.579 | 76.7316 | 21000.6 | 1803.85 | 7244.55 | 287.688 | 1206.11 | 359.843 | 4927.65 | 573.916 | 102084 | 13634.1 | 4503.86 | 493.127 | 144728 | 12082.6 | 12841.8 | 193.524 | 15478.8 | 5291.05 | 2800588
2034 | 48600 | 14700 | 45000 | 15000 | 100000 | 8738.1 | 8966.36 | 2222.8 | 36450 | 14657.2 | 15750 | 16903.5 | 3335.68 | 63427 | 72593.6 | 9450 | 3428.19 | 67500 | 36000 | 337500 | 152712 | 161600 | 78296.2 | 161600 | 444400 | 54085.6 | 4128 | 14637.5 | 11572 | 32007.7 | 3526.5 | 130302 | 29416.2 | 198.9 | 56.355 | 939.25 | 861.9 | 3315 | 244.389 | 3387.85 | 4452 | 635 | 5410.2 | 3048 | 3095.2 | 3132.3 | 21707.2 | 9381 | 3110.25 | 508.95 | 107445 | 6786 | 21612.2 | 15880 | 7146 | 234 | 2431.8 | 14820 | 20750 | 740.607 | 95.8176 | 20351.6 | 1593.36 | 23269 | 1125.21 | 3365.85 | 368.261 | 4811.08 | 829.8 | 132960 | 12791.2 | 5262.34 | 892.805 | 158743 | 11974.4 | 15567.6 | 284.365 | 19920.5 | 4423.63 | 2878464
2035 | 48600 | 14598.3 | 45000 | 15000 | 100000 | 0 | 6063.71 | 1582.34 | 36450 | 14209.7 | 15750 | 16898.8 | 3285.71 | 63427 | 72599.2 | 9450 | 3575.98 | 67500 | 36000 | 337500 | 152712 | 161600 | 67846.7 | 161600 | 444400 | 54084.6 | 4128 | 14637.5 | 11572 | 32007.7 | 3526.5 | 130302 | 29233.9 | 198.9 | 56.355 | 939.25 | 861.9 | 3315 | 513.374 | 3489.74 | 1931.38 | 635 | 5002.77 | 3048 | 3095.2 | 2858.36 | 24328 | 9381 | 3110.25 | 487.169 | 107445 | 6786 | 19277 | 15880 | 7146 | 234 | 3088.8 | 14820 | 20750 | 723.261 | 45.6309 | 10818.2 | 1757.77 | 96.2761 | 1.8421 | 9.3718 | 45.8396 | 4336.76 | 441.111 | 62554 | 13464.3 | 4736.76 | 521.452 | 88560.3 | 10823.1 | 10414.3 | 117.285 | 14883.3 | 4918.88 | 2663089
2036 | 48600 | 14700 | 45000 | 15000 | 99939.2 | 12149.6 | 10800 | 2250 | 36450 | 14850 | 15750 | 16903.5 | 3261.6 | 63427 | 72596.8 | 9450 | 3740.14 | 67500 | 36000 | 337500 | 152712 | 161600 | 76073.4 | 161600 | 444179 | 54085.6 | 4128 | 14637.5 | 11572 | 32007.7 | 3526.5 | 130302 | 29382.3 | 198.9 | 56.355 | 939.25 | 861.9 | 3315 | 572.4 | 4034.63 | 4452 | 635 | 5410.2 | 3048 | 3095.2 | 3132.3 | 31599.9 | 9381 | 3110.25 | 508.95 | 107445 | 6786 | 22152.6 | 15880 | 7146 | 234 | 3088.8 | 14820 | 20750 | 812.058 | 64.6557 | 18320 | 1825.97 | 16052.3 | 1244.24 | 2112.71 | 534.941 | 4978.8 | 829.8 | 135775 | 13830 | 4417.82 | 755.346 | 102452 | 12192 | 14431.6 | 198.846 | 21166.6 | 5942.98 | 2832265
2037 | 48600 | 14700 | 45000 | 15000 | 100000 | 12150 | 10800 | 2250 | 36450 | 14850 | 15750 | 16903.5 | 3954 | 63427 | 72599.2 | 9450 | 3750.05 | 67500 | 36000 | 337500 | 152712 | 161600 | 75330.8 | 161600 | 444087 | 54085.6 | 4128 | 14637.5 | 11572 | 32007.5 | 3526.5 | 130302 | 29355.3 | 198.9 | 56.355 | 939.25 | 861.9 | 3315 | 369.266 | 3463.39 | 2102.61 | 635 | 5410.2 | 3048 | 3095.2 | 3132.3 | 26260.2 | 9381 | 3110.25 | 508.95 | 107445 | 6786 | 22152.6 | 15880 | 7146 | 234 | 3088.8 | 14820 | 20750 | 550.276 | 86.2187 | 15486.3 | 1806.59 | 27913 | 1380 | 2647.82 | 535 | 4917.94 | 727.738 | 117305 | 13598.6 | 4634.99 | 772.675 | 99752.8 | 11956.8 | 12802 | 224.805 | 18866.6 | 5104.43 | 2806836
2038 | 48600 | 14700 | 45000 | 15000 | 100000 | 12150 | 9277.04 | 2250 | 36450 | 14850 | 15750 | 16903.5 | 3954 | 63427 | 72579 | 9450 | 3651.11 | 67500 | 36000 | 337375 | 152712 | 161600 | 69178.9 | 161600 | 444400 | 54085.6 | 4128 | 14637.5 | 11572 | 32007.7 | 3003.74 | 130302 | 29416.2 | 198.9 | 56.355 | 939.25 | 861.9 | 3315 | 513.6 | 2556.54 | 4452 | 635 | 5410.2 | 3048 | 3095.2 | 3132.3 | 37478.2 | 9381 | 3110.25 | 508.95 | 107445 | 6786 | 20892 | 15880 | 7146 | 234 | 2796.81 | 14820 | 20750 | 831.6 | 138.6 | 30030 | 1848 | 27913 | 1380 | 5765.95 | 535 | 4978.8 | 737.955 | 175180 | 13830 | 5588 | 778.067 | 193040 | 12192 | 16234.5 | 253.455 | 27331.2 | 6324.98 | 2993863
2039 | 48600 | 14700 | 45000 | 15000 | 100000 | 12150 | 10800 | 2250 | 36417 | 14850 | 15750 | 16903.5 | 3954 | 63427 | 72375.8 | 9441.45 | 3707.15 | 67500 | 36000 | 337500 | 152712 | 161600 | 74711.3 | 160962 | 444400 | 54085.6 | 4128 | 14637.5 | 11526.4 | 32007.7 | 3526.5 | 130302 | 29241 | 198.9 | 56.355 | 939.25 | 861.9 | 3315 | 572.4 | 4197.6 | 4452 | 635 | 5410.2 | 3048 | 3095.2 | 3132.3 | 30402.9 | 9381 | 3110.25 | 508.95 | 107445 | 6786 | 22152.6 | 15880 | 7146 | 234 | 3088.8 | 14820 | 20750 | 492.745 | 26.9257 | 19090.2 | 1670.09 | 27913 | 1380 | 4770.77 | 531.238 | 4978.8 | 829.8 | 125622 | 13647.3 | 4575.35 | 245.618 | 133637 | 12093.7 | 8023.39 | 54.81 | 23050.8 | 4885.46 | 2859304
2040 | 48600 | 14700 | 45000 | 15000 | 99953.2 | 5390.62 | 9252.63 | 2250 | 36450 | 14850 | 15750 | 16903.5 | 3954 | 63427 | 72595.6 | 9450 | 3181.19 | 67500 | 36000 | 337500 | 151781 | 161600 | 79789.5 | 161600 | 444192 | 54085.6 | 4128 | 14637.5 | 11572 | 32007.7 | 3526.5 | 130302 | 29416.2 | 198.9 | 56.355 | 939.25 | 861.9 | 3315 | 256.819 | 1274.04 | 1106.89 | 635 | 5398.98 | 3048 | 3095.2 | 3132.3 | 41089.6 | 9381 | 3110.25 | 508.95 | 107445 | 6786 | 22152.6 | 15880 | 7146 | 234 | 2956.55 | 14820 | 20750 | 628.048 | 112.493 | 30025.8 | 1374.25 | 779.281 | 123.573 | 3335.65 | 527.764 | 4019.2 | 489.93 | 175180 | 9946.14 | 4471.33 | 485.189 | 192850 | 7693.65 | 9186.85 | 124.892 | 20467 | 3971.19 | 2937717
2041 | 48600 | 14700 | 45000 | 15000 | 100000 | 0 | 0 | 618.571 | 36450 | 12466.6 | 15750 | 16903.5 | 3951.17 | 63427 | 72599.2 | 9450 | 3512.62 | 67500 | 36000 | 337500 | 131540 | 161600 | 71544.9 | 161600 | 440670 | 54085.6 | 3782.4 | 14637.5 | 11572 | 32007.7 | 3253.45 | 130302 | 29416.2 | 198.9 | 46.8538 | 939.25 | 861.9 | 3315 | 12.1835 | 0 | 322.806 | 635 | 5098.96 | 3048 | 3095.2 | 2623.23 | 27167.4 | 9381 | 3110.25 | 508.781 | 107445 | 6786 | 17894.9 | 15880 | 7146 | 234 | 3088.8 | 14820 | 18411.6 | 18.3897 | 0 | 1577.87 | 73.2637 | 26.4421 | 0 | 99.2749 | 12.379 | 250.106 | 0 | 13185.8 | 627.104 | 133.937 | 0 | 9141.11 | 203.398 | 433.588 | 0 | 7686.88 | 466.223 | 2431447
2042 | 48600 | 14700 | 45000 | 15000 | 100000 | 12150 | 10657.7 | 2250 | 36450 | 12875.5 | 15750 | 16903.5 | 3607.5 | 63427 | 72599.2 | 9450 | 3625.29 | 67500 | 36000 | 337500 | 137172 | 160059 | 63118.2 | 161600 | 441629 | 54085.6 | 4128 | 14637.5 | 11572 | 32007.7 | 3272.41 | 130302 | 29371.3 | 198.9 | 56.355 | 939.25 | 861.9 | 3315 | 43.0224 | 14.8428 | 61.5101 | 635 | 5130.32 | 3048 | 3095.2 | 2855.01 | 23731.4 | 9381 | 3110.25 | 468.076 | 107445 | 6786 | 22116.4 | 15880 | 7146 | 234 | 3088.8 | 14820 | 9466.81 | 130.344 | 0 | 15511.1 | 113.285 | 433.631 | 7.1109 | 695.028 | 379.806 | 2098.14 | 237.267 | 90146.6 | 1150.2 | 970.649 | 35.4192 | 105713 | 4662.45 | 705.756 | 1.1682 | 19407.2 | 1393.62 | 2654720
2043 | 48600 | 14443.8 | 45000 | 15000 | 100000 | 7636.94 | 7646 | 644.796 | 36450 | 14850 | 15750 | 16903.5 | 3954 | 63427 | 72594.6 | 9450 | 3151.86 | 67500 | 36000 | 337500 | 97411 | 159983 | 35660.3 | 155579 | 431713 | 54085.6 | 4128 | 14637.5 | 11572 | 32007.7 | 3523.49 | 130302 | 29416.2 | 198.9 | 56.355 | 939.25 | 861.9 | 3315 | 0.26079 | 124.485 | 116.724 | 635 | 5378.93 | 3048 | 3095.2 | 3132.3 | 28722.2 | 9381 | 3110.25 | 508.95 | 107445 | 6786 | 19301 | 15880 | 7146 | 234 | 3088.8 | 14820 | 5868.14 | 0.87096 | 0 | 23.1431 | 38.3608 | 0.17294 | 0 | 32.6413 | 37.3909 | 113.677 | 24.1248 | 567.519 | 388.685 | 28.2431 | 0.23581 | 426.712 | 2912.8 | 3.46 | 0 | 3712.66 | 370.756 | 2328396
2044 | 48600 | 14700 | 45000 | 15000 | 100000 | 12150 | 10800 | 2250 | 36449.5 | 14850 | 15750 | 16903.5 | 3954 | 63427 | 72599.2 | 9449.88 | 3513.12 | 67500 | 36000 | 337500 | 151039 | 149472 | 68044.3 | 160802 | 443769 | 54085.6 | 4128 | 14637.5 | 11572 | 32007.7 | 3526.5 | 130302 | 29416.2 | 198.9 | 54.7221 | 939.25 | 861.9 | 3315 | 70.0191 | 0 | 4452 | 635 | 5410.2 | 3048 | 3095.2 | 3132.3 | 21806.2 | 9381 | 3110.25 | 508.95 | 107445 | 6786 | 22152.6 | 15880 | 7146 | 234 | 3088.8 | 14820 | 12818.6 | 4.8839 | 0 | 13.2924 | 1466.37 | 6310.41 | 8.9846e-10 | 94.3234 | 60 | 436.315 | 72.4631 | 3640.83 | 13830 | 109.014 | 0 | 69.4482 | 11101 | 1376.6 | 0 | 566.395 | 2383.8 | 2471122
2045 | 48600 | 13434.8 | 45000 | 15000 | 100000 | 12150 | 10800 | 2250 | 36450 | 13464.9 | 15750 | 16903.5 | 3954 | 63427 | 72599.2 | 9450 | 3614.34 | 67500 | 36000 | 337500 | 145300 | 161600 | 73347.2 | 161600 | 441066 | 54085.6 | 4128 | 14637.5 | 11572 | 32007.7 | 3491.52 | 130302 | 29416.2 | 198.9 | 56.355 | 939.25 | 861.9 | 3315 | 358.686 | 4013.46 | 2058.65 | 635 | 5410.2 | 3048 | 3095.2 | 3132.3 | 30756 | 9381 | 3110.25 | 508.95 | 107445 | 6786 | 20475.2 | 15880 | 7146 | 234 | 3088.8 | 14820 | 20750 | 99.6035 | 6.5946 | 15961.3 | 490.661 | 27913 | 1380 | 3653.6 | 535 | 4527.91 | 666.102 | 93508.3 | 4735.52 | 1771.6 | 95.6762 | 101465 | 5427.6 | 941.618 | 33.7147 | 19085 | 1610.07 | 2737813
2046 | 48600 | 14243.2 | 45000 | 15000 | 100000 | 12150 | 10525.6 | 2250 | 36448.2 | 14850 | 15750 | 16903.5 | 3513.1 | 63427 | 72599.2 | 9449.53 | 3716.92 | 67500 | 36000 | 337499 | 132824 | 160921 | 57745.7 | 159847 | 435534 | 54085.6 | 4118.62 | 14637.5 | 11572 | 32007.7 | 3526.5 | 130302 | 29244.3 | 198.9 | 56.355 | 939.25 | 861.9 | 3315 | 523.177 | 3118.4 | 2887.88 | 635 | 5036.5 | 3048 | 3095.2 | 2921.13 | 28518.3 | 9381 | 3110.25 | 508.95 | 107445 | 6786 | 22002.3 | 15880 | 7146 | 234 | 3088.8 | 14820 | 20750 | 232.946 | 1.5871 | 16975.4 | 707.25 | 27913 | 1380 | 3075.34 | 530.141 | 4533.66 | 683.344 | 96508.6 | 7099.84 | 1531.55 | 63.0147 | 88912.7 | 8125.7 | 2281.02 | 6.5086 | 18234 | 1797.86 | 2698692
2047 | 48600 | 14700 | 45000 | 15000 | 100000 | 12150 | 7852.87 | 1857.49 | 36450 | 13461.5 | 15750 | 16903.5 | 3812.63 | 63427 | 72595.7 | 9450 | 3584.83 | 67500 | 36000 | 337500 | 107989 | 158227 | 48900.1 | 161600 | 415847 | 54085.6 | 3547.28 | 14637.5 | 11572 | 32007.7 | 3526.5 | 130302 | 29380.9 | 198.9 | 56.355 | 939.25 | 861.9 | 3315 | 278.053 | 2468.53 | 1169.6 | 635 | 5410.2 | 3048 | 3095.2 | 2789.28 | 23141.2 | 9381 | 3110.25 | 508.95 | 107445 | 6786 | 22152.6 | 15880 | 7146 | 234 | 2971.12 | 14820 | 20750 | 12.9986 | 0 | 2697.39 | 54.287 | 3010.61 | 792.603 | 2741 | 535 | 746.807 | 84.091 | 14925.7 | 510.662 | 434.739 | 17.6545 | 23354.8 | 3720.33 | 96.0735 | 0.47803 | 8605.62 | 869.642 | 2415019
2048 | 48600 | 14056.7 | 45000 | 15000 | 100000 | 734.593 | 10800 | 2250 | 36450 | 14850 | 15750 | 16896 | 3127.91 | 63200 | 72560 | 9450 | 2863.11 | 67500 | 36000 | 337500 | 64161.4 | 143735 | 55313.6 | 161472 | 362698 | 54085.6 | 4105.01 | 14637.5 | 11559.2 | 32007.7 | 3526.5 | 130302 | 29416.2 | 198.9 | 56.355 | 939.25 | 861.9 | 3315 | 227.584 | 1554.86 | 1040.49 | 635 | 5410.2 | 3048 | 3095.2 | 2984.15 | 40522.2 | 9381 | 3110.25 | 508.95 | 107445 | 6786 | 22152.6 | 15880 | 7146 | 234 | 3088.8 | 14820 | 20750 | 41.4799 | 0 | 1130.68 | 52.6786 | 201.253 | 5.6811 | 140.375 | 224.636 | 548.724 | 11.1447 | 15815 | 674.801 | 422.294 | 23.5375 | 11047.6 | 589.809 | 661.5 | 1.0694 | 3436.11 | 1370.73 | 2291199
2049 | 48600 | 14700 | 45000 | 15000 | 100000 | 0 | 8850.35 | 1883.23 | 36450 | 14850 | 15750 | 16903.5 | 3441.43 | 63427 | 72599.2 | 9450 | 3508.32 | 67500 | 36000 | 337500 | 34659.8 | 113747 | 30531.1 | 137224 | 312276 | 54085.6 | 4128 | 14637.5 | 11572 | 32007.7 | 3526.5 | 130302 | 29297.5 | 198.9 | 51.7607 | 939.25 | 861.9 | 3315 | 9.7856 | 99.9778 | 91.6485 | 635 | 4906.75 | 3048 | 3095.2 | 3132.3 | 26408.8 | 9381 | 3110.25 | 473.697 | 107445 | 6786 | 22152.6 | 15880 | 7146 | 234 | 3088.8 | 14820 | 17005 | 4.0531 | 0 | 216.173 | 9.5372 | 671.232 | 8.1115e-10 | 133.166 | 332.992 | 325.818 | 2.0999 | 22917.8 | 133.369 | 143.547 | 3.3111 | 2539.7 | 91.4586 | 58.9693 | 0 | 5621.25 | 1070.35 | 2107998
2050 | 48600 | 14700 | 45000 | 15000 | 100000 | 8023.93 | 2910.84 | 748.987 | 36450 | 14850 | 15750 | 16899.9 | 3598.67 | 63427 | 72599.2 | 9450 | 3645.21 | 67500 | 36000 | 337500 | 47889.4 | 89456.5 | 24939.5 | 150401 | 323506 | 54076.2 | 4128 | 14637.5 | 11572 | 32007.7 | 3526.5 | 130302 | 29416.2 | 198.9 | 56.355 | 939.25 | 861.9 | 3315 | 7.0594 | 0 | 890.933 | 635 | 5410.2 | 3048 | 3095.2 | 3132.3 | 27967.8 | 9381 | 3110.25 | 508.95 | 107445 | 6786 | 22152.6 | 15880 | 7146 | 234 | 2934.77 | 14820 | 13429.7 | 0.19335 | 0 | 0 | 4.706 | 249.457 | 1.0056e-09 | 71.5502 | 46.5998 | 99.5701 | 0 | 4979.84 | 230.152 | 19.1696 | 0 | 0 | 1917.39 | 28.8344 | 0 | 364.001 | 111.788 | 2090022
2051 | 48600 | 12548 | 45000 | 15000 | 100000 | 12150 | 9475.07 | 2073.39 | 36449.2 | 14272.8 | 15750 | 16900.7 | 3954 | 63427 | 72599.2 | 9449.8 | 3409.79 | 67500 | 36000 | 337500 | 98134.2 | 114163 | 45061.5 | 161600 | 410763 | 54084.4 | 4128 | 14637.5 | 11572 | 32007.7 | 3513.85 | 130302 | 29416.2 | 198.9 | 56.355 | 939.25 | 861.9 | 3315 | 421.586 | 2702.38 | 4451.98 | 635 | 5410.2 | 3048 | 3095.2 | 2615.91 | 42400 | 9381 | 3110.25 | 508.95 | 107445 | 6786 | 22152.6 | 15880 | 7146 | 234 | 3035.78 | 14820 | 20750 | 40.5994 | 0 | 101.221 | 54.4531 | 7274.76 | 534.855 | 257.588 | 422.319 | 3036.16 | 594.229 | 21634.8 | 4664.04 | 1020.07 | 236.021 | 1826.18 | 5166.59 | 459.332 | 29.7899 | 2439.08 | 736.647 | 2363372
Sum | 1603780 | 473560 | 1485000 | 495000 | 3299892 | 252787 | 277597 | 64102.5 | 1202790 | 477005 | 519750 | 554880 | 123087 | 2073707 | 2378868 | 311834 | 112899 | 2227500 | 1188000 | 11137196 | 4490163 | 4966564 | 2194777 | 5287888 | 14233527 | 1774730 | 134228 | 481968 | 381369 | 1055151 | 113710 | 4295460 | 969487 | 6563.7 | 1836.36 | 30995.2 | 28442.7 | 109395 | 10199.1 | 73724.4 | 77858.6 | 20955 | 175149 | 100584 | 102142 | 99642.7 | 1010454 | 309573 | 102638 | 16540.9 | 3545685 | 223938 | 706875 | 524040 | 235818 | 7722 | 98946.1 | 489060 | 633150 | 14926.6 | 1699.55 | 490629 | 39232.8 | 362072 | 18951.4 | 61617.5 | 11907.2 | 113700 | 15702.6 | 3116305 | 315227 | 105946 | 13129.1 | 3400734 | 295835 | 254720 | 3771.15 | 540321 | 119621 | 88676233

## Desalination
Transmission Link Flow
Scenario: Reference CC, All months (12)
Cubic Meter
| "Transmission Link from Desalination to Agadir" | "Transmission Link from Desalination to I_Modern Prive Chtouka" | "Transmission Link from Desalination to I_Moderne Prive Massa" | Sum
2018-09-01 | 0 | 0 | 0 | 0
2018-10-01 | 0 | 0 | 0 | 0
2018-11-01 | 0 | 0 | 0 | 0
2018-12-01 | 0 | 0 | 0 | 0
2019-01-01 | 0 | 0 | 0 | 0
2019-02-01 | 0 | 0 | 0 | 0
2019-03-01 | 0 | 0 | 0 | 0
2019-04-01 | 0 | 0 | 0 | 0
2019-05-01 | 0 | 0 | 0 | 0
2019-06-01 | 0 | 0 | 0 | 0
2019-07-01 | 0 | 0 | 0 | 0
2019-08-01 | 0 | 0 | 0 | 0
2019-09-01 | 0 | 0 | 0 | 0
2019-10-01 | 0 | 0 | 0 | 0
2019-11-01 | 0 | 0 | 0 | 0
2019-12-01 | 0 | 0 | 0 | 0
2020-01-01 | 0 | 0 | 0 | 0
2020-02-01 | 0 | 0 | 0 | 0
2020-03-01 | 0 | 0 | 0 | 0
2020-04-01 | 0 | 0 | 0 | 0
2020-05-01 | 0 | 0 | 0 | 0
2020-06-01 | 0 | 0 | 0 | 0
2020-07-01 | 0 | 0 | 0 | 0
2020-08-01 | 0 | 0 | 0 | 0
2020-09-01 | 3877600 | 0 | 0 | 3877600
2020-10-01 | 4006900 | 2211800 | 2306300 | 8525000
2020-11-01 | 3877600 | 480400 | 3892000 | 8250000
2020-12-01 | 4006900 | 0 | 1419600 | 5426500
2021-01-01 | 4006900 | 500 | 4517600 | 8525000
2021-02-01 | 3619100 | 0 | 4080400 | 7699500
2021-03-01 | 4006900 | 715200 | 3802900 | 8525000
2021-04-01 | 3877600 | 1490600 | 2881800 | 8250000
2021-05-01 | 4006900 | 500 | 4517600 | 8525000
2021-06-01 | 3877600 | 500 | 4371900 | 8250000
2021-07-01 | 4006900 | 500 | 4517600 | 8525000
2021-08-01 | 4006900 | 1178100 | 3340000 | 8525000
2021-09-01 | 3960800 | 0 | 0 | 3960800
2021-10-01 | 4092800 | 2226444 | 799570 | 7118814
2021-11-01 | 3960800 | 613700 | 3675500 | 8250000
2021-12-01 | 4092800 | 0 | 1803800 | 5896600
2022-01-01 | 4092800 | 0 | 0 | 4092800
2022-02-01 | 3696700 | 500 | 4002800 | 7700000
2022-03-01 | 4092800 | 2071200 | 2361000 | 8525000
2022-04-01 | 3960800 | 2568700 | 1720500 | 8250000
2022-05-01 | 4092800 | 500 | 4431700 | 8525000
2022-06-01 | 3960800 | 500 | 4288700 | 8250000
2022-07-01 | 4092800 | 500 | 4431700 | 8525000
2022-08-01 | 4092800 | 0 | 2845500 | 6938300
2022-09-01 | 4043900 | 0 | 0 | 4043900
2022-10-01 | 4178700 | 1924693 | 1126000 | 7229393
2022-11-01 | 4043900 | 0 | 2560000 | 6603900
2022-12-01 | 4178700 | 1860526 | 1688900 | 7728126
2023-01-01 | 4178700 | 0 | 4345800 | 8524500
2023-02-01 | 3774300 | 400 | 3925300 | 7700000
2023-03-01 | 4178700 | 571400 | 3774900 | 8525000
2023-04-01 | 4043900 | 885100 | 3321000 | 8250000
2023-05-01 | 4178700 | 500 | 4345800 | 8525000
2023-06-01 | 4043900 | 600 | 4205500 | 8250000
2023-07-01 | 4178700 | 500 | 4345800 | 8525000
2023-08-01 | 4178700 | 0 | 2853600 | 7032300
2023-09-01 | 4127000 | 0 | 0 | 4127000
2023-10-01 | 4264600 | 1666000 | 2594400 | 8525000
2023-11-01 | 4127000 | 469200 | 3653800 | 8250000
2023-12-01 | 4264600 | 0 | 655840 | 4920440
2024-01-01 | 4264600 | 500 | 4259900 | 8525000
2024-02-01 | 3851900 | 400 | 3847700 | 7700000
2024-03-01 | 4264600 | 1316200 | 2944200 | 8525000
2024-04-01 | 4127000 | 1071800 | 3051200 | 8250000
2024-05-01 | 4264600 | 500 | 4259900 | 8525000
2024-06-01 | 4127000 | 600 | 4122400 | 8250000
2024-07-01 | 4264600 | 500 | 4259900 | 8525000
2024-08-01 | 4264600 | 0 | 2808100 | 7072700
2024-09-01 | 4210200 | 0 | 0 | 4210200
2024-10-01 | 4350500 | 1314100 | 2860400 | 8525000
2024-11-01 | 4210200 | 3800 | 4036000 | 8250000
2024-12-01 | 4350500 | 3161900 | 1012600 | 8525000
2025-01-01 | 4350500 | 0 | 3744800 | 8095300
2025-02-01 | 3929500 | 400 | 3770100 | 7700000
2025-03-01 | 4350500 | 58365.2 | 1568400 | 5977265
2025-04-01 | 4210200 | 1300200 | 2739600 | 8250000
2025-05-01 | 4350500 | 500 | 4174000 | 8525000
2025-06-01 | 4210200 | 500 | 4039300 | 8250000
2025-07-01 | 4350500 | 500 | 4174000 | 8525000
2025-08-01 | 4350500 | 808400 | 3366100 | 8525000
2025-09-01 | 4302400 | 0 | 0 | 4302400
2025-10-01 | 4445800 | 1877967 | 1928600 | 8252367
2025-11-01 | 4302400 | 448700 | 3498900 | 8250000
2025-12-01 | 4445800 | 500 | 4078700 | 8525000
2026-01-01 | 4445800 | 500 | 4078700 | 8525000
2026-02-01 | 4015500 | 0 | 3684100 | 7699600
2026-03-01 | 4445800 | 1719900 | 2359300 | 8525000
2026-04-01 | 4302400 | 400 | 3947200 | 8250000
2026-05-01 | 4445800 | 500 | 4078700 | 8525000
2026-06-01 | 4302400 | 400 | 3947200 | 8250000
2026-07-01 | 4445800 | 500 | 4078700 | 8525000
2026-08-01 | 4445800 | 699200 | 3380000 | 8525000
2026-09-01 | 4394600 | 0 | 0 | 4394600
2026-10-01 | 4541000 | 2722300 | 1261700 | 8525000
2026-11-01 | 4394600 | 400 | 3855000 | 8250000
2026-12-01 | 4541000 | 542400 | 3441600 | 8525000
2027-01-01 | 4541000 | 400 | 3983600 | 8525000
2027-02-01 | 4101600 | 1669800 | 1928600 | 7700000
2027-03-01 | 4541000 | 400 | 3983600 | 8525000
2027-04-01 | 4394600 | 400 | 3855000 | 8250000
2027-05-01 | 4541000 | 400 | 3983600 | 8525000
2027-06-01 | 4394600 | 400 | 3855000 | 8250000
2027-07-01 | 4541000 | 400 | 3983600 | 8525000
2027-08-01 | 4541000 | 563500 | 3420500 | 8525000
2027-09-01 | 4486800 | 0 | 0 | 4486800
2027-10-01 | 4636300 | 1122500 | 2766200 | 8525000
2027-11-01 | 4486800 | 196300 | 3566900 | 8250000
2027-12-01 | 4636300 | 2364300 | 1524400 | 8525000
2028-01-01 | 4636300 | 400 | 3888300 | 8525000
2028-02-01 | 4187600 | 0 | 3512000 | 7699600
2028-03-01 | 4636300 | 1472100 | 2416600 | 8525000
2028-04-01 | 4486800 | 1347700 | 2415500 | 8250000
2028-05-01 | 4636300 | 400 | 3888300 | 8525000
2028-06-01 | 4486800 | 400 | 3762800 | 8250000
2028-07-01 | 4636300 | 400 | 3888300 | 8525000
2028-08-01 | 4636300 | 0 | 2825800 | 7462100
2028-09-01 | 4499100 | 0 | 0 | 4499100
2028-10-01 | 4649000 | 1569700 | 2306300 | 8525000
2028-11-01 | 4499100 | 400 | 3750500 | 8250000
2028-12-01 | 4649000 | 400 | 3875600 | 8525000
2029-01-01 | 4649000 | 531500 | 3344500 | 8525000
2029-02-01 | 4199000 | 0 | 3500600 | 7699600
2029-03-01 | 4649000 | 89400 | 3786600 | 8525000
2029-04-01 | 4499100 | 489600 | 3261300 | 8250000
2029-05-01 | 4649000 | 400 | 3875600 | 8525000
2029-06-01 | 4499100 | 400 | 3750500 | 8250000
2029-07-01 | 4649000 | 400 | 3875600 | 8525000
2029-08-01 | 4649000 | 493200 | 3382800 | 8525000
2029-09-01 | 4671100 | 0 | 0 | 4671100
2029-10-01 | 4826800 | 2192244 | 799570 | 7818614
2029-11-01 | 4671100 | 2085426 | 4102300 | 10858826
2029-12-01 | 4826800 | 0 | 1516600 | 6343400
2030-01-01 | 4826800 | 0 | 2798300 | 7625100
2030-02-01 | 4359700 | 3938100 | 4302200 | 12600000
2030-03-01 | 4826800 | 3968400 | 5154800 | 13950000
2030-04-01 | 4671100 | 2590607 | 1689200 | 8950907
2030-05-01 | 4826800 | 1000 | 9122200 | 13950000
2030-06-01 | 4671100 | 3041726 | 4640800 | 12353626
2030-07-01 | 4826800 | 727900 | 8395300 | 13950000
2030-08-01 | 4826800 | 0 | 2782700 | 7609500
2030-09-01 | 4758300 | 0 | 0 | 4758300
2030-10-01 | 4916900 | 1924693 | 1126000 | 7967593
2030-11-01 | 4758300 | 0 | 2552500 | 7310800
2030-12-01 | 4916900 | 1860526 | 1655100 | 8432526
2031-01-01 | 4916900 | 0 | 5285500 | 10202400
2031-02-01 | 4441100 | 3624600 | 4534300 | 12600000
2031-03-01 | 4916900 | 5258200 | 3774900 | 13950000
2031-04-01 | 4758300 | 2752869 | 3326300 | 10837469
2031-05-01 | 4916900 | 55700 | 8977400 | 13950000
2031-06-01 | 4758300 | 3432400 | 5309300 | 13500000
2031-07-01 | 4916900 | 662700 | 8370400 | 13950000
2031-08-01 | 4916900 | 0 | 2759400 | 7676300
2031-09-01 | 4845500 | 0 | 0 | 4845500
2031-10-01 | 5007000 | 3152788 | 2594400 | 10754188
2031-11-01 | 4845500 | 1856924 | 3655900 | 10358324
2031-12-01 | 5007000 | 0 | 1121700 | 6128700
2032-01-01 | 5007000 | 2063356 | 4078200 | 11148556
2032-02-01 | 4522500 | 1444000 | 6633500 | 12600000
2032-03-01 | 5007000 | 5998800 | 2944200 | 13950000
2032-04-01 | 4845500 | 2547328 | 3066900 | 10459728
2032-05-01 | 5007000 | 218600 | 8724400 | 13950000
2032-06-01 | 4845500 | 110500 | 8544000 | 13500000
2032-07-01 | 5007000 | 576000 | 8367000 | 13950000
2032-08-01 | 5007000 | 0 | 2776300 | 7783300
2032-09-01 | 4932700 | 0 | 0 | 4932700
2032-10-01 | 5097100 | 3314585 | 2860400 | 11272085
2032-11-01 | 4932700 | 3686118 | 4037000 | 12655818
2032-12-01 | 5097100 | 5901404 | 1012600 | 12011104
2033-01-01 | 5097100 | 0 | 3756600 | 8853700
2033-02-01 | 4603900 | 4952000 | 3044100 | 12600000
2033-03-01 | 5097100 | 58365.2 | 4320900 | 9476365
2033-04-01 | 4932700 | 5807100 | 2760200 | 13500000
2033-05-01 | 5097100 | 700300 | 8152600 | 13950000
2033-06-01 | 4932700 | 900 | 8566400 | 13500000
2033-07-01 | 5097100 | 3908300 | 4944600 | 13950000
2033-08-01 | 5097100 | 2158960 | 3412400 | 10668460
2033-09-01 | 5019900 | 0 | 0 | 5019900
2033-10-01 | 5187200 | 1877967 | 1928600 | 8993767
2033-11-01 | 5019900 | 1800699 | 3510000 | 10330599
2033-12-01 | 5187200 | 1689700 | 7073100 | 13950000
2034-01-01 | 5187200 | 4702700 | 4060100 | 13950000
2034-02-01 | 4685200 | 0 | 4224100 | 8909300
2034-03-01 | 5187200 | 6403500 | 2359300 | 13950000
2034-04-01 | 5019900 | 2021000 | 6459100 | 13500000
2034-05-01 | 5187200 | 1473600 | 7289200 | 13950000
2034-06-01 | 5019900 | 900 | 8479200 | 13500000
2034-07-01 | 5187200 | 3792200 | 4970600 | 13950000
2034-08-01 | 5187200 | 2275335 | 3429300 | 10891835
2034-09-01 | 5107100 | 0 | 0 | 5107100
2034-10-01 | 5277300 | 3232106 | 1261700 | 9771106
2034-11-01 | 5107100 | 3748545 | 4488200 | 13343845
2034-12-01 | 5277300 | 5520800 | 3151900 | 13950000
2035-01-01 | 5277300 | 3726800 | 4945900 | 13950000
2035-02-01 | 4766600 | 2312740 | 1928600 | 9007940
2035-03-01 | 5277300 | 3575700 | 5097000 | 13950000
2035-04-01 | 5107100 | 2638665 | 4661100 | 12406865
2035-05-01 | 5277300 | 643100 | 8029600 | 13950000
2035-06-01 | 5107100 | 702100 | 7690800 | 13500000
2035-07-01 | 5277300 | 3083400 | 5589300 | 13950000
2035-08-01 | 5277300 | 2137584 | 6094900 | 13509784
2035-09-01 | 5186000 | 0 | 0 | 5186000
2035-10-01 | 5358900 | 1846031 | 2230800 | 9435731
2035-11-01 | 5186000 | 0 | 383830 | 5569830
2035-12-01 | 5358900 | 4429400 | 4161700 | 13950000
2036-01-01 | 5358900 | 7045037 | 988720 | 13392657
2036-02-01 | 4840300 | 556200 | 7203500 | 12600000
2036-03-01 | 5358900 | 3627400 | 4963700 | 13950000
2036-04-01 | 5186000 | 3988400 | 4325600 | 13500000
2036-05-01 | 5358900 | 325900 | 8265200 | 13950000
2036-06-01 | 5186000 | 900 | 8313100 | 13500000
2036-07-01 | 5358900 | 3486900 | 5104200 | 13950000
2036-08-01 | 5358900 | 2307642 | 6246000 | 13912542
2036-09-01 | 5264900 | 0 | 0 | 5264900
2036-10-01 | 5440400 | 1850837 | 1073300 | 8364537
2036-11-01 | 5264900 | 1799306 | 4467500 | 11531706
2036-12-01 | 5440400 | 5586377 | 1138800 | 12165577
2037-01-01 | 5440400 | 0 | 6169300 | 11609700
2037-02-01 | 4913900 | 5908400 | 1777700 | 12600000
2037-03-01 | 5440400 | 1000 | 8508600 | 13950000
2037-04-01 | 5264900 | 2611555 | 1590900 | 9467355
2037-05-01 | 5440400 | 1000 | 8508600 | 13950000
2037-06-01 | 5264900 | 580100 | 7655000 | 13500000
2037-07-01 | 5440400 | 753600 | 7756000 | 13950000
2037-08-01 | 5440400 | 2190612 | 3388900 | 11019912
2037-09-01 | 5343900 | 0 | 0 | 5343900
2037-10-01 | 5522000 | 2838169 | 944350 | 9304519
2037-11-01 | 5343900 | 1360229 | 3459900 | 10164029
2037-12-01 | 5522000 | 0 | 1883000 | 7405000
2038-01-01 | 5522000 | 0 | 0 | 5522000
2038-02-01 | 4987600 | 0 | 6715200 | 11702800
2038-03-01 | 5522000 | 58348.1 | 133360 | 5713708
2038-04-01 | 5343900 | 4556000 | 3600100 | 13500000
2038-05-01 | 5522000 | 900 | 8427100 | 13950000
2038-06-01 | 5343900 | 900 | 8155200 | 13500000
2038-07-01 | 5522000 | 3398000 | 5030000 | 13950000
2038-08-01 | 5522000 | 2198200 | 6229800 | 13950000
2038-09-01 | 5422800 | 0 | 0 | 5422800
2038-10-01 | 5603500 | 2844333 | 1018400 | 9466233
2038-11-01 | 5422800 | 1830963 | 4089000 | 11342763
2038-12-01 | 5603500 | 0 | 703160 | 6306660
2039-01-01 | 5603500 | 0 | 2747000 | 8350500
2039-02-01 | 5061300 | 3185300 | 4353400 | 12600000
2039-03-01 | 5603500 | 1782000 | 6564500 | 13950000
2039-04-01 | 5422800 | 2397418 | 2023300 | 9843518
2039-05-01 | 5603500 | 1000 | 8345500 | 13950000
2039-06-01 | 5422800 | 1004100 | 7073100 | 13500000
2039-07-01 | 5603500 | 2681700 | 5664800 | 13950000
2039-08-01 | 5603500 | 0 | 2750900 | 8354400
2039-09-01 | 5501700 | 0 | 0 | 5501700
2039-10-01 | 5685100 | 1926180 | 1914200 | 9525480
2039-11-01 | 5501700 | 1829291 | 4677800 | 12008791
2039-12-01 | 5685100 | 3393540 | 1929000 | 11007640
2040-01-01 | 5685100 | 1981067 | 6141100 | 13807267
2040-02-01 | 5134900 | 0 | 2746800 | 7881700
2040-03-01 | 5685100 | 3766800 | 4498100 | 13950000
2040-04-01 | 5501700 | 2597700 | 5400600 | 13500000
2040-05-01 | 5685100 | 1092900 | 7172000 | 13950000
2040-06-01 | 5501700 | 800 | 7997500 | 13500000
2040-07-01 | 5685100 | 402800 | 7862100 | 13950000
2040-08-01 | 5685100 | 2175328 | 3418600 | 11279028
2040-09-01 | 5557800 | 0 | 0 | 5557800
2040-10-01 | 5743100 | 2889201 | 1256800 | 9889101
2040-11-01 | 5557800 | 1805482 | 4379100 | 11742382
2040-12-01 | 5743100 | 5919440 | 1599700 | 13262240
2041-01-01 | 5743100 | 0 | 5476500 | 11219600
2041-02-01 | 5187300 | 192800 | 7219900 | 12600000
2041-03-01 | 5743100 | 58348.4 | 133360 | 5934808
2041-04-01 | 5557800 | 4392700 | 3549500 | 13500000
2041-05-01 | 5743100 | 900 | 8206000 | 13950000
2041-06-01 | 5557800 | 800 | 7941400 | 13500000
2041-07-01 | 5743100 | 3237300 | 4969600 | 13950000
2041-08-01 | 5743100 | 2204069 | 3384900 | 11332069
2041-09-01 | 5614000 | 0 | 0 | 5614000
2041-10-01 | 5801100 | 2437748 | 1078300 | 9317148
2041-11-01 | 5614000 | 3467700 | 4418300 | 13500000
2041-12-01 | 5801100 | 4928205 | 2728300 | 13457605
2042-01-01 | 5801100 | 1261900 | 6887000 | 13950000
2042-02-01 | 5239700 | 2945100 | 4415200 | 12600000
2042-03-01 | 5801100 | 2872600 | 5276300 | 13950000
2042-04-01 | 5614000 | 2603533 | 3067200 | 11284733
2042-05-01 | 5801100 | 900 | 8148000 | 13950000
2042-06-01 | 5614000 | 800 | 7885200 | 13500000
2042-07-01 | 5801100 | 900 | 8148000 | 13950000
2042-08-01 | 5801100 | 0 | 2829000 | 8630100
2042-09-01 | 5670100 | 0 | 0 | 5670100
2042-10-01 | 5859100 | 3043486 | 1265773 | 10168359
2042-11-01 | 5670100 | 3791200 | 4038700 | 13500000
2042-12-01 | 5859100 | 1846656 | 1035040 | 8740795
2043-01-01 | 5859100 | 1966100 | 6124800 | 13950000
2043-02-01 | 5292100 | 157500 | 7150400 | 12600000
2043-03-01 | 5859100 | 3524300 | 4566600 | 13950000
2043-04-01 | 5670100 | 2520725 | 1644800 | 9835625
2043-05-01 | 5859100 | 900 | 8090000 | 13950000
2043-06-01 | 5670100 | 800 | 7829100 | 13500000
2043-07-01 | 5859100 | 900 | 8090000 | 13950000
2043-08-01 | 5859100 | 2173237 | 3325900 | 11358237
2043-09-01 | 5726200 | 0 | 0 | 5726200
2043-10-01 | 5917100 | 3137813 | 1292400 | 10347313
2043-11-01 | 5726200 | 3138366 | 4024300 | 12888866
2043-12-01 | 5917100 | 3825888 | 752280 | 10495268
2044-01-01 | 5917100 | 2157400 | 5875500 | 13950000
2044-02-01 | 5344500 | 206700 | 7048800 | 12600000
2044-03-01 | 5917100 | 5810500 | 2222400 | 13950000
2044-04-01 | 5726200 | 2630853 | 4333300 | 12690353
2044-05-01 | 5917100 | 900 | 8032000 | 13950000
2044-06-01 | 5726200 | 800 | 7773000 | 13500000
2044-07-01 | 5917100 | 198400 | 7834500 | 13950000
2044-08-01 | 5917100 | 2245731 | 3447600 | 11610431
2044-09-01 | 5782300 | 0 | 0 | 5782300
2044-10-01 | 5975100 | 3091976 | 3089600 | 12156676
2044-11-01 | 5782300 | 1517886 | 894870 | 8195056
2044-12-01 | 5975100 | 1818623 | 1211700 | 9005423
2045-01-01 | 5975100 | 2543100 | 5431800 | 13950000
2045-02-01 | 5396800 | 800 | 7202400 | 12600000
2045-03-01 | 5975100 | 5616900 | 2358000 | 13950000
2045-04-01 | 5782300 | 2710235 | 4159900 | 12652435
2045-05-01 | 5975100 | 800 | 7974100 | 13950000
2045-06-01 | 5782300 | 800 | 7716900 | 13500000
2045-07-01 | 5975100 | 800 | 7974100 | 13950000
2045-08-01 | 5975100 | 2136037 | 3437500 | 11548637
2045-09-01 | 5841300 | 0 | 0 | 5841300
2045-10-01 | 6036100 | 2407357 | 1108200 | 9551657
2045-11-01 | 5841300 | 3568088 | 3477800 | 12887188
2045-12-01 | 6036100 | 4566500 | 3347400 | 13950000
2046-01-01 | 6036100 | 1953395 | 3914100 | 11903595
2046-02-01 | 5451900 | 2537700 | 4610400 | 12600000
2046-03-01 | 6036100 | 1629500 | 6284400 | 13950000
2046-04-01 | 5841300 | 2631025 | 1602100 | 10074425
2046-05-01 | 6036100 | 800 | 7913100 | 13950000
2046-06-01 | 5841300 | 800 | 7657900 | 13500000
2046-07-01 | 6036100 | 2943600 | 4970300 | 13950000
2046-08-01 | 6036100 | 1708600 | 6205300 | 13950000
2046-09-01 | 5900400 | 0 | 0 | 5900400
2046-10-01 | 6097000 | 3188181 | 2473900 | 11759081
2046-11-01 | 5900400 | 0 | 3452200 | 9352600
2046-12-01 | 6097000 | 6182035 | 1133400 | 13412435
2047-01-01 | 6097000 | 2060700 | 5792300 | 13950000
2047-02-01 | 5507000 | 2256930 | 4296400 | 12060330
2047-03-01 | 6097000 | 2689900 | 5163100 | 13950000
2047-04-01 | 5900400 | 2865195 | 4149000 | 12914595
2047-05-01 | 6097000 | 800 | 7852200 | 13950000
2047-06-01 | 5900400 | 800 | 7598800 | 13500000
2047-07-01 | 6097000 | 2227400 | 5625600 | 13950000
2047-08-01 | 6097000 | 2151803 | 3378700 | 11627503
2047-09-01 | 5959400 | 0 | 0 | 5959400
2047-10-01 | 6158000 | 3362420 | 1282800 | 10803220
2047-11-01 | 5959400 | 3033100 | 4507500 | 13500000
2047-12-01 | 6158000 | 3575295 | 1846700 | 11579995
2048-01-01 | 6158000 | 0 | 3647300 | 9805300
2048-02-01 | 5562100 | 2534400 | 4503500 | 12600000
2048-03-01 | 6158000 | 2709400 | 5082600 | 13950000
2048-04-01 | 5959400 | 2568239 | 2445400 | 10973039
2048-05-01 | 6158000 | 800 | 7791200 | 13950000
2048-06-01 | 5959400 | 800 | 7539800 | 13500000
2048-07-01 | 6158000 | 800 | 7791200 | 13950000
2048-08-01 | 6158000 | 2203148 | 3339000 | 11700148
2048-09-01 | 5998900 | 0 | 0 | 5998900
2048-10-01 | 6198900 | 2325148 | 1116000 | 9640048
2048-11-01 | 5998900 | 3064900 | 4436200 | 13500000
2048-12-01 | 6198900 | 1807062 | 1150200 | 9156162
2049-01-01 | 6198900 | 1941900 | 5809200 | 13950000
2049-02-01 | 5599000 | 800 | 7000200 | 12600000
2049-03-01 | 6198900 | 3912700 | 3838400 | 13950000
2049-04-01 | 5998900 | 4301600 | 3199500 | 13500000
2049-05-01 | 6198900 | 800 | 7750300 | 13950000
2049-06-01 | 5998900 | 800 | 7500300 | 13500000
2049-07-01 | 6198900 | 800 | 7750300 | 13950000
2049-08-01 | 6198900 | 2236736 | 3413800 | 11849436
2049-09-01 | 5998900 | 0 | 0 | 5998900
2049-10-01 | 6198900 | 3101032 | 1279600 | 10579532
2049-11-01 | 5998900 | 1972964 | 3461100 | 11432964
2049-12-01 | 6198900 | 1810012 | 1060300 | 9069212
2050-01-01 | 6198900 | 1101500 | 6649600 | 13950000
2050-02-01 | 5599000 | 800 | 7000200 | 12600000
2050-03-01 | 6198900 | 5260200 | 2490900 | 13950000
2050-04-01 | 5998900 | 329600 | 7171500 | 13500000
2050-05-01 | 6198900 | 800 | 7750300 | 13950000
2050-06-01 | 5998900 | 800 | 7500300 | 13500000
2050-07-01 | 6198900 | 800 | 7750300 | 13950000
2050-08-01 | 6198900 | 2195870 | 3394400 | 11789170
2050-09-01 | 5998900 | 0 | 0 | 5998900
2050-10-01 | 6198900 | 2260869 | 1099900 | 9559669
2050-11-01 | 5998900 | 1829516 | 4567600 | 12396016
2050-12-01 | 6198900 | 3435281 | 2719200 | 12353381
2051-01-01 | 6198900 | 6217500 | 1533600 | 13950000
2051-02-01 | 5599000 | 0 | 5320800 | 10919800
2051-03-01 | 6198900 | 1222400 | 6528700 | 13950000
2051-04-01 | 5998900 | 4765400 | 2735700 | 13500000
2051-05-01 | 6198900 | 800 | 7750300 | 13950000
2051-06-01 | 5998900 | 800 | 7500300 | 13500000
2051-07-01 | 6198900 | 2050100 | 5701000 | 13950000
2051-08-01 | 6198900 | 2152339 | 3406300 | 11757539
Sum | 1922386300 | 521940296 | 1444546923 | 3888873518

## AgWaterDemand
Supply Requirement (including loss, reuse and DSM) (Cubic Meter)
Levels, All Branches, Branch: Demand Sites and Catchments, Levels: 1, Scenario: Reference CC, All months (12), Tag: Irrigation
| H.Talekjount | I_El Guerdane | I_G1 Aoulouz | I_Modern Prive Chtouka | I_Modern Public Massa | I_Moderne Prive Massa | I_Moderne Prive Souss | I_Moderne Public Issen | I_Moderne Public Souss Amont | I_Oughzifen | I_PMH Anti Atlas Ait Baha | I_PMH Anti Atlas Ighrem | I_PMH de Tiznit | I_PMH Montagne Souss | I_PMH Taliouine Tifnoute | I_PMH Tamri Tamraght | I_Tassila | I_Traditional Rehabilite du Souss Perimetre Diffus | I_Traditional Rehabilite Issen | I_Traditionnel non Rehabilite 2eme | I_Traditionnel rehabilite du Souss 1ere | I_Traditionnel Rehabilite Souss Amont | Sum
2018-09-01 | 0 | 0 | 0 | 0 | 915166.8824 | 0 | 0 | 2282870.7215 | 1629343.4293 | 0 | 0 | 0 | 0 | 0 | 0 | 0 | 110183.8376 | 0 | 1250528.3328 | 0 | 0 | 926464.386 | 7114557.5897
2018-10-01 | 0 | 2010681.8794 | 1416485.8394 | 1878204.9518 | 814982.7405 | 659497.6783 | 8193465.7677 | 2841403.8203 | 2473551.5564 | 10679.366 | 330940.3236 | 415640.6462 | 724369.1083 | 682383.0316 | 3710301.7093 | 325944.8759 | 1001.9286 | 171457.9428 | 1531023.7649 | 1003265.1608 | 1967635.3812 | 959218.0923 | 32122135.5652
2018-11-01 | 0 | 1779990.1845 | 415053.9973 | 0 | 4081142.9296 | 2928611.4483 | 6486794.8207 | 2632732.5106 | 2806678.9792 | 38123.3865 | 0 | 0 | 6111775.7863 | 0 | 0 | 818749.1067 | 1043225.6884 | 1392233.9508 | 1573518.7647 | 8139005.386 | 8922244.9164 | 1648019.3175 | 50817901.1735
2018-12-01 | 0 | 2416471.2287 | 604057.7702 | 1830590.0827 | 3425010.4263 | 1080580.4313 | 7593089.5942 | 1316234.1901 | 4385433.0653 | 10029.5823 | 695360.2131 | 0 | 0 | 0 | 883378.7394 | 282703.3237 | 523112.1134 | 1059385.5918 | 1002289.2454 | 6397878.8077 | 7280983.5473 | 571064.4888 | 41357652.4418
2019-01-01 | 0 | 0 | 0 | 0 | 3385692.7424 | 0 | 0 | 294442.9323 | 40664.557 | 0 | 0 | 0 | 0 | 3947092.5124 | 0 | 0 | 0 | 0 | 9763.1221 | 0 | 0 | 105260.0813 | 7782915.9475
2019-02-01 | 0 | 2522536.3068 | 0 | 0 | 1157273.6961 | 6694721.7596 | 13529774.3582 | 3444589.5685 | 2498301.5946 | 111807.7234 | 0 | 0 | 2648650.9304 | 0 | 0 | 0 | 1051030.32 | 0 | 3191531.2778 | 0 | 0 | 11956.9458 | 36862174.4812
2019-03-01 | 0 | 13978013.383 | 8109162.5353 | 12515089.6699 | 6029808.7336 | 2182355.3412 | 54389450.0039 | 6828456.9393 | 6751016.4606 | 30434.5274 | 4250314.2179 | 4582123.6249 | 3817361.0391 | 6728325.8532 | 18685724.6711 | 2657738.6109 | 1031336.3552 | 1228574.1788 | 3710988.4193 | 7107986.518 | 8049047.7592 | 2610201.4987 | 175273510.3405
2019-04-01 | 0 | 13417113.6605 | 779811.2733 | 2646853.305 | 7747367.9207 | 2070749.3607 | 65885118.3805 | 3574014.4156 | 4441004.0414 | 80879.8818 | 84434.9377 | 835051.8208 | 4020458.3709 | 6129010.6386 | 132843.7127 | 282438.4046 | 0 | 2558484.931 | 3485643.2654 | 6804577.8211 | 16148108.9003 | 4550263.5237 | 145674228.5663
2019-05-01 | 0 | 7367920.2183 | 1570649.0508 | 5620241.0182 | 7099554.7406 | 10231562.4137 | 27365618.1732 | 6048227.6536 | 5536237.3733 | 64442.2862 | 992169.3909 | 955831.9364 | 4396130.6593 | 10225679.8201 | 448269.1924 | 287491.7407 | 1617161.1809 | 1798445.5553 | 3171849.4107 | 7669420.5027 | 11332943.0443 | 4759310.8129 | 118559156.1744
2019-06-01 | 0 | 7712428.1614 | 1465949.6146 | 3066283.9234 | 9881502.7672 | 4615470.4979 | 18912592.0836 | 1568405.3888 | 3031513.1518 | 91710.1232 | 137176.2371 | 1748669.4214 | 586115.2064 | 428824.6858 | 691012.1837 | 0 | 2114397.3993 | 116655.8466 | 362867.851 | 867770.7513 | 776332.8647 | 1219959.2312 | 59395637.3905
2019-07-01 | 0 | 7932624.4539 | 1472334.3919 | 4793397.5602 | 8154608.1749 | 7760002.122 | 30019602.3953 | 745349.9545 | 1568929.7446 | 103836.1186 | 139753.9602 | 867014.6371 | 0 | 215240.7584 | 227173.9156 | 0 | 1331371.2935 | 59068.583 | 358387.1862 | 437118.6071 | 1152124.0029 | 30198.5377 | 67368136.3977
2019-08-01 | 0 | 4556176.7663 | 733534.7305 | 2255642.1624 | 8755572.6863 | 3335925.8744 | 20938628.7239 | 861455.9107 | 2363524.1315 | 27924.7774 | 0 | 0 | 0 | 0 | 0 | 0 | 2106143.7411 | 0 | 0 | 0 | 0 | 15045.3449 | 45949574.8494
2019-09-01 | 0 | 0 | 0 | 0 | 1664420.4497 | 0 | 7566768.6104 | 2472376.3512 | 4320632.1916 | 0 | 0 | 0 | 0 | 0 | 0 | 0 | 341250.5893 | 0 | 1376739.2424 | 0 | 0 | 2012935.5665 | 19755123.0012
2019-10-01 | 0 | 3244543.4065 | 2511706.9625 | 3294097.2223 | 4884186.1512 | 2675980.9607 | 15874374.6248 | 6741641.3805 | 5006413.2813 | 38468.9967 | 1471068.4349 | 1007447.0099 | 2530736.1553 | 5157248.5786 | 4823808.7679 | 1724823.7145 | 656812.8952 | 2508917.4937 | 5420112.247 | 16548387.1948 | 17011373.5853 | 3394313.7599 | 106526462.8234
2019-11-01 | 0 | 3775106.3092 | 2100781.7452 | 3381718.3534 | 1484385.4661 | 3999985.3822 | 25348859.9506 | 1192868.889 | 2128442.6897 | 60746.5322 | 428886.2853 | 1665073.0206 | 6631013.6982 | 5477714.6692 | 8014678.7427 | 295973.4308 | 1056795.7023 | 2178440.2928 | 485770.5752 | 8469765.8515 | 15486216.4823 | 1799260.7756 | 95462484.8441
2019-12-01 | 0 | 6877295.43 | 3425677.403 | 5278720.5855 | 5969730.4451 | 1043379.8218 | 50079385.6006 | 5031382.6336 | 5233600.0808 | 9910.478 | 1790178.5093 | 244795.3008 | 1108483.9915 | 0 | 0 | 1730947.5882 | 357852.6268 | 1424160.2921 | 2674132.3288 | 6768599.7372 | 323603.1874 | 741977.8588 | 100113813.8993
2020-01-01 | 0 | 2597565.1947 | 6316353.3538 | 6822592.2864 | 5832531.2391 | 6221285.9748 | 39550467.056 | 6628870.4815 | 5260330.7083 | 91104.4228 | 688199.6734 | 3259354.2862 | 3722276.8204 | 0 | 13878560.7836 | 282712.7772 | 1032911.9951 | 176223.7872 | 5137569.2902 | 6912141.2376 | 468252.6168 | 1889057.7559 | 116768361.7409
2020-02-01 | 0 | 2466886.8958 | 0 | 0 | 2946528.9772 | 4171231.141 | 5921490.4097 | 1085233.7292 | 1292380.6703 | 62468.0934 | 0 | 0 | 0 | 6395956.5628 | 890835.9876 | 3354610.3298 | 129398.8083 | 1095993.2884 | 990800.0079 | 0 | 7849258.4206 | 230249.9022 | 38883323.224
2020-03-01 | 0 | 14279201.573 | 8063505.4996 | 12608886.5877 | 6404324.1315 | 2409905.9724 | 58242640.4288 | 6080725.3824 | 5724922.0983 | 57967.2537 | 3606670.4732 | 5461176.517 | 6496181.6258 | 4912459.2454 | 19230093.2414 | 0 | 1027152.4175 | 134422.1479 | 2719869.0096 | 821214.7923 | 845733.0602 | 2669317.7914 | 161796369.249
2020-04-01 | 0 | 3524458.6258 | 789908.6755 | 2630222.1649 | 6839620.522 | 2459507.3322 | 14181182.7205 | 3211867.5972 | 3236480.9426 | 32893.0499 | 812443.2294 | 71715.4706 | 210903.6429 | 9901981.3075 | 164515.1294 | 288155.1809 | 0 | 1296173.5426 | 3456023.1595 | 6683391.4144 | 7354420.1505 | 4349366.7813 | 71495230.6396
2020-05-01 | 0 | 7389849.1152 | 1555889.8984 | 5708782.9512 | 8835424.0352 | 9971786.8518 | 25304208.6302 | 6658713.7077 | 7636834.7168 | 89945.5202 | 974811.8265 | 1747289.2192 | 4325302.3639 | 6348177.0804 | 469926.4778 | 288590.4482 | 2708593.6381 | 1195067.4326 | 3193984.7548 | 7366502.0942 | 8005078.4601 | 3535953.916 | 113310713.1384
2020-06-01 | 0 | 8623018.5368 | 1487139.0149 | 5817856.064 | 9819717.5959 | 6595708.125 | 32639441.0723 | 4064605.7892 | 5142077.9499 | 134945.1268 | 281286.3501 | 957234.2753 | 578070.7902 | 425594.7011 | 681944.489 | 0 | 1058719.7651 | 174297.8829 | 1799404.7975 | 1281084.1676 | 1138069.5463 | 282808.1521 | 82983024.192
2020-07-01 | 0 | 8038279.407 | 2247047.1078 | 4824490.1303 | 11122531.5629 | 7675396.8875 | 42634161.7501 | 1056768.072 | 1043841.4769 | 89879.4735 | 150498.6206 | 1786034.5489 | 299876.5111 | 211871.6436 | 219102.1391 | 0 | 1505550.2435 | 60802.7943 | 354000.2515 | 872554.7311 | 1171184.1756 | 54740.2645 | 85418611.7917
2020-08-01 | 0 | 3784290.8468 | 755426.2877 | 2141617.2719 | 9662657.3016 | 3363955.9919 | 16994971.996 | 818147.0144 | 3559810.5476 | 39805.7311 | 0 | 0 | 0 | 0 | 0 | 0 | 2131664.9046 | 0 | 0 | 0 | 0 | 0 | 43252347.8935
2020-09-01 | 0 | 0 | 0 | 0 | 4427858.5751 | 0 | 7580316.2328 | 2782924.9267 | 1654337.3315 | 0 | 0 | 0 | 0 | 0 | 0 | 0 | 1166223.7113 | 0 | 1314724.2848 | 0 | 0 | 988558.5803 | 19914943.6423
2020-10-01 | 0 | 2022411.368 | 661559.569 | 3077131.8759 | 3479359.3743 | 2306391.2055 | 14052453.5427 | 3893305.6385 | 2955974.0708 | 10785.2225 | 328578.4609 | 415998.5601 | 5079206.3413 | 40251.1967 | 1753067.0443 | 580786.513 | 938758.9165 | 2432909.2179 | 3847388.6142 | 13234849.109 | 19855838.7374 | 3182971.5683 | 84149976.1466
2020-11-01 | 0 | 7316037.4054 | 2998850.4846 | 4932398.1157 | 2166172.321 | 3892046.1558 | 21969197.4289 | 3972862.4301 | 3427178.7665 | 51785.8947 | 0 | 1071630.7594 | 2683013.8541 | 9803966.2644 | 4544213.908 | 1972040.5716 | 1035559.1427 | 1174093.2563 | 2738357.6799 | 7515062.9591 | 9209184.5388 | 10061.6466 | 92483713.5835
2020-12-01 | 0 | 6101334.1961 | 3793297.4421 | 0 | 3545125.1953 | 1419689.7633 | 43895532.8088 | 5709381.4291 | 7546992.3482 | 46377.0173 | 693575.5041 | 0 | 4631804.5994 | 149012.897 | 8729253.2715 | 1032474.3256 | 159384.2582 | 2522930.5208 | 4920410.6737 | 14798504.0687 | 359217.2624 | 2962311.6052 | 113016609.1869
2021-01-01 | 0 | 10561683.7818 | 6003909.3688 | 8818821.5945 | 8522721.1319 | 6061679.8518 | 47280960.2895 | 2686832.6352 | 3382238.0978 | 89138.0588 | 2059730.8739 | 2625635.3682 | 1946246.9744 | 6242188.0905 | 659375.8418 | 2923267.6867 | 1046333.0964 | 1148043.3269 | 903750.6495 | 6890199.1652 | 7750342.9726 | 3384469.3743 | 130987568.2304
2021-02-01 | 0 | 12322251.1428 | 0 | 0 | 564674.1477 | 5297817.8441 | 13475815.3659 | 3983013.9094 | 1496951.64 | 34400.2946 | 0 | 0 | 0 | 0 | 18231640.0022 | 0 | 128756.3228 | 1232670.5512 | 2527651.8129 | 7122894.2871 | 8721549.861 | 2864230.4502 | 78004317.6318
2021-03-01 | 0 | 13141545.3695 | 8054047.5588 | 12677935.2453 | 6438384.8145 | 3802924.6719 | 55332310.0094 | 6740338.1178 | 7597384.3854 | 85397.6855 | 4326767.769 | 5429161.9758 | 6530139.4723 | 6478027.8142 | 18679915.1877 | 2953212.9277 | 1047478.6893 | 1194629.1225 | 4051168.7125 | 7242874.0512 | 7996469.7049 | 1423936.7967 | 181224050.0819
2021-04-01 | 0 | 7032089.7411 | 8895229.7531 | 5276034.2945 | 7568412.4312 | 2881878.9363 | 75734881.1788 | 3683175.3615 | 6975140.6429 | 96716.3919 | 777892.7065 | 5425753.0117 | 4018683.9069 | 16153599.6979 | 117515.025 | 287236.165 | 1063698.7538 | 2633231.2464 | 3491023.9586 | 14650007.3782 | 17849337.8595 | 4316352.6685 | 188927891.1091
2021-05-01 | 0 | 4406845.7763 | 1939168.5726 | 3248914.3881 | 10498212.1654 | 8811131.0453 | 32209773.4442 | 6939450.963 | 7564658.9685 | 77886.112 | 1136463.371 | 969357.2446 | 4365215.6383 | 4202700.6964 | 399963.798 | 0 | 1739617.969 | 1830555.6203 | 4590731.1088 | 10641377.7989 | 11644670.0588 | 4756106.7707 | 121972801.5104
2021-06-01 | 0 | 8354092.3177 | 2526145.4628 | 5443983.1008 | 12608641.0414 | 7879952.2669 | 29231117.147 | 4084180.2041 | 4956660.7236 | 96551.1024 | 520527.5855 | 1059421.2709 | 881746.3568 | 640807.782 | 686721.3043 | 0 | 2112523.0405 | 200558.9231 | 1826000.1477 | 1634947.8037 | 1747841.8654 | 2637537.6282 | 89129957.075
2021-07-01 | 0 | 10763176.7724 | 2693683.6608 | 4918750.6213 | 8973630.2784 | 7888699.8047 | 33764274.4884 | 750337.0052 | 1443609.6872 | 104178.3108 | 176291.3976 | 1657951.2006 | 0 | 210525.7879 | 224318.6954 | 0 | 1204733.0177 | 58758.1784 | 355296.1061 | 440729.8427 | 750644.828 | 30476.4911 | 76410066.1746
2021-08-01 | 0 | 1634085.704 | 1227675.8445 | 2189237.747 | 8445711.1427 | 3340041.6725 | 21020554.3787 | 1024211.842 | 2360892.3661 | 39364.6009 | 0 | 0 | 0 | 0 | 0 | 0 | 2087865.8336 | 0 | 491419.3965 | 0 | 0 | 0 | 43861060.5285
2021-09-01 | 0 | 0 | 0 | 0 | 4234988.6911 | 0 | 3817313.105 | 2449615.6988 | 2819058.7139 | 0 | 0 | 0 | 0 | 0 | 0 | 0 | 216331.5378 | 0 | 1332733.4189 | 0 | 0 | 901764.6852 | 15771805.8506
2021-10-01 | 0 | 1107560.8643 | 728534.4798 | 2226443.8003 | 1010020.5886 | 799576.3724 | 9889179.2932 | 3311697.8311 | 1758805.327 | 14096.2253 | 1012603.8626 | 424703.7543 | 1879905.5288 | 663932.3016 | 1856176.0422 | 576252.3992 | 585622.7567 | 2120284.1733 | 2818951.203 | 3057349.1949 | 14013154.4643 | 1865239.2407 | 51720089.7035
2021-11-01 | 0 | 3177388.7239 | 2434682.9612 | 1899894.5133 | 1873125.3928 | 3675530.5924 | 17523076.7499 | 1455671.4171 | 1287384.0883 | 51039.7264 | 0 | 0 | 6992687.8039 | 0 | 0 | 1460785.896 | 1035843.1982 | 1432102.2642 | 3062157.0128 | 7896583.5468 | 9233253.1355 | 106014.4529 | 64597221.4757
2021-12-01 | 0 | 0 | 0 | 0 | 2288417.4837 | 1803852.097 | 3744329.5931 | 417238.9048 | 270435.5738 | 0 | 0 | 0 | 0 | 0 | 0 | 0 | 0 | 0 | 1783012.6043 | 0 | 0 | 47137.6695 | 10354423.9262
2022-01-01 | 0 | 820076.0554 | 5265864.2389 | 0 | 2654101.674 | 0 | 29624841.3753 | 234209.9315 | 304088.9495 | 22363.6574 | 0 | 0 | 0 | 0 | 0 | 0 | 1043559.1209 | 0 | 20104.5935 | 0 | 488748.7801 | 53985.3025 | 40531943.6788
2022-02-01 | 0 | 4743206.8189 | 0 | 10955355.3901 | 4210288.6774 | 7084666.1484 | 23075803.092 | 6628723.7375 | 2942635.9555 | 74982.2842 | 0 | 0 | 0 | 0 | 899409.3259 | 0 | 201015.3917 | 102110.5536 | 3526879.7881 | 637843.8342 | 0 | 331191.8668 | 65414112.8643
2022-03-01 | 0 | 14194009.2146 | 0 | 12672577.3383 | 6640774.1848 | 2361071.9431 | 51079485.8639 | 7264856.2475 | 5680518.2973 | 57532.8762 | 3588809.5695 | 26044.527 | 6610996.4504 | 29570.9656 | 59855.024 | 2915556.2933 | 1078909.629 | 1219292.2977 | 5824594.775 | 117769.9685 | 858200.5739 | 1144247.421 | 123424673.4606
2022-04-01 | 0 | 3776290.4449 | 9055223.5021 | 2590606.9676 | 6780232.8306 | 1720545.686 | 14210891.6562 | 3303155.4164 | 3494505.6332 | 66095.5778 | 765999.2452 | 5403583.9815 | 3997670.6625 | 9897934.892 | 120230.1832 | 0 | 1062222.9415 | 1131844.3556 | 1797364.5577 | 13743567.5397 | 14773108.2439 | 3607278.1798 | 101298352.497
2022-05-01 | 0 | 7418040.5684 | 1516335.604 | 6051274.9531 | 7527015.8536 | 11155552.2951 | 29514616.5336 | 6422401.4271 | 6377048.6273 | 116634.502 | 1098189.7405 | 956159.6012 | 4437849.8607 | 10306111.4453 | 457375.6967 | 283780.1235 | 1023998.4634 | 1217949.7315 | 4504640.8616 | 1291251.9077 | 761991.67 | 2538607.8928 | 104976827.359
2022-06-01 | 0 | 5091706.7036 | 759169.3147 | 3041726.0346 | 10494037.5156 | 4712549.2229 | 19782582.3639 | 4048708.9815 | 4928822.7291 | 107150.9354 | 387929.5345 | 968287.429 | 597785.3707 | 445092.8085 | 691248.6593 | 0 | 2119780.7448 | 177675.8217 | 1756104.7335 | 914013.337 | 792575.9726 | 1230488.0282 | 63047436.2411
2022-07-01 | 0 | 10950300.644 | 2221465.1684 | 7065639.408 | 10269837.3338 | 8352523.6788 | 42880874.851 | 768105.8473 | 2704134.7467 | 88360.1324 | 224697.3748 | 1654217.9901 | 311334.7249 | 219212.4252 | 221924.3571 | 0 | 1051440.8812 | 62385.5734 | 730127.6014 | 432633.6692 | 1188241.2197 | 40813.7089 | 91438271.3362
2022-08-01 | 0 | 3874700.9902 | 720734.1647 | 0 | 10232281.6688 | 2845510.1142 | 21052018.817 | 1093953.9026 | 2381043.6322 | 39906.5425 | 0 | 0 | 0 | 0 | 0 | 0 | 2126529.1704 | 0 | 0 | 0 | 0 | 14811.1131 | 44381490.1157
2022-09-01 | 0 | 0 | 0 | 0 | 1133929.408 | 0 | 3838096.9909 | 2779021.9043 | 1793792.9337 | 0 | 0 | 0 | 0 | 0 | 0 | 0 | 1189817.4118 | 0 | 1361047.0096 | 0 | 0 | 2003076.1301 | 14098781.7885
2022-10-01 | 0 | 2200592.2809 | 772042.8233 | 1924693.2372 | 3620004.6897 | 1126072.6872 | 12227449.1544 | 3160881.54 | 2981513.9008 | 15372.1412 | 1219002.3774 | 422048.6204 | 2626657.1511 | 1296162.6974 | 3617312.7071 | 671701.2986 | 1027814.4626 | 1265447.1082 | 2173932.2435 | 8296197.8717 | 9297775.3534 | 1271051.7959 | 61213726.1418
2022-11-01 | 0 | 130998.3295 | 830645.3993 | 0 | 971044.3379 | 2560082.5263 | 6066692.5685 | 2308499.1244 | 3772767.1816 | 8106.2593 | 1096833.8688 | 587740.0574 | 0 | 49931.405 | 2930250.1859 | 646269.2441 | 0 | 18264.8787 | 1517249.9243 | 0 | 0 | 828656.2178 | 24324031.5089
2022-12-01 | 0 | 591403.1101 | 0 | 1860525.9932 | 5668995.1688 | 1688921.0946 | 20033342.5776 | 270750.2104 | 264067.8647 | 57670.4308 | 0 | 0 | 1452041.6679 | 0 | 0 | 0 | 331646.5739 | 0 | 19303.2121 | 0 | 0 | 52488.5515 | 32291156.4556
2023-01-01 | 0 | 4390500.3947 | 0 | 0 | 1990728.4496 | 5044368.9852 | 18550394.8525 | 4367497.6232 | 562984.1893 | 57245.403 | 0 | 0 | 3769359.1075 | 0 | 0 | 0 | 1038811.711 | 0 | 3378370.9597 | 0 | 0 | 154985.8449 | 43305247.5204
2023-02-01 | 0 | 9780739.717 | 0 | 10870432.89 | 5210702.6604 | 4499095.4302 | 43684085.7479 | 3605951.1614 | 3397646.3535 | 74760.2029 | 4051657.2179 | 0 | 2635428.816 | 0 | 0 | 3431384.464 | 416296.8911 | 1164358.6582 | 5852209.6079 | 0 | 0 | 1109478.8685 | 99784228.687
2023-03-01 | 0 | 14080397.9503 | 8120163.5327 | 12469476.8503 | 6877014.7532 | 3774924.7254 | 55260291.2173 | 9829131.0565 | 6795171.8281 | 58833.1585 | 4338246.3047 | 4552799.1769 | 3904797.2622 | 2593826.3878 | 18712421.6736 | 2930701.843 | 1078342.3089 | 132594.6776 | 9235818.4532 | 7200686.2516 | 7974185.8427 | 2677206.9295 | 182597032.184
2023-04-01 | 0 | 6723535.2262 | 786820.8756 | 2752868.855 | 7105223.735 | 3321082.9233 | 66780047.455 | 3524816.9205 | 2077530.0744 | 34913.5624 | 6176529.191 | 787974.3993 | 4077915.601 | 6074340.8361 | 179894.6173 | 0 | 1053914.3823 | 1265772.3656 | 9707028.8784 | 9146018.8062 | 9350491.3611 | 4123219.6463 | 145049939.7118
2023-05-01 | 0 | 4551087.4129 | 1591588.0642 | 3217905.3976 | 9485116.8866 | 8496464.8599 | 29579090.3908 | 3884416.8716 | 7626765.4981 | 87692.2464 | 1249719.7135 | 1040803.9636 | 4360788.5159 | 10604614.8087 | 442461.0876 | 289340.8003 | 1890851.5378 | 1693447.0541 | 6543113.2938 | 16829143.1101 | 18497026.2088 | 4516146.8433 | 136477584.5655
2023-06-01 | 0 | 7879977.0976 | 1464923.3548 | 5275676.4464 | 11280380.9311 | 7339155.2179 | 32026923.1299 | 4000057.6557 | 5051580.1895 | 94263.6724 | 560219.5131 | 1785610.8926 | 603618.1692 | 420487.0732 | 705279.3639 | 0 | 1023652.683 | 220703.5689 | 2908830.5192 | 1665164.725 | 1800905.9044 | 1938492.5911 | 88045902.6989
2023-07-01 | 0 | 10992797.6699 | 2670690.3412 | 7008817.8787 | 9325746.5045 | 8284835.4035 | 30312681.2645 | 1046366.945 | 1713254.4888 | 129179.937 | 288830.8862 | 896339.1837 | 291404.9348 | 210940.2563 | 230686.0286 | 0 | 1543369.7552 | 118809.4624 | 909080.624 | 912812.113 | 769948.3818 | 35351.1031 | 77691943.1622
2023-08-01 | 0 | 4532855.2767 | 1192621.6153 | 0 | 8977635.9484 | 2853658.7444 | 24190996.2553 | 806351.7075 | 3575167.2387 | 40067.9602 | 0 | 0 | 0 | 0 | 0 | 0 | 3173074.523 | 0 | 553290.4732 | 0 | 0 | 0 | 49895719.7427
2023-09-01 | 0 | 0 | 0 | 0 | 3929493.6944 | 0 | 3751473.0583 | 2731710.5505 | 1702063.1859 | 0 | 0 | 0 | 0 | 0 | 0 | 0 | 113319.7831 | 0 | 2538942.6164 | 0 | 0 | 1225059.2204 | 15992062.109
2023-10-01 | 0 | 4250780.6588 | 1406417.1354 | 3152788.0714 | 4144408.6619 | 2594421.1541 | 18210388.0966 | 6248000.768 | 3301095.1835 | 35724.7515 | 1826192.5194 | 829625.1091 | 7266769.1592 | 670742.5189 | 2294212.6049 | 1237701.8378 | 503003.347 | 3689779.1832 | 6237744.4215 | 14645435.2203 | 16187381.1455 | 3832451.9759 | 102565063.524
2023-11-01 | 0 | 1818028.2386 | 1647202.5716 | 1856923.9041 | 448925.0043 | 3653874.3258 | 6037514.4578 | 824543.1246 | 3127320.0573 | 37812.69 | 1967062.611 | 0 | 440064.3128 | 78627.6097 | 0 | 834833.8205 | 1046095.8988 | 2282645.4757 | 4806426.8692 | 13657166.7881 | 15222657.4624 | 1734163.0079 | 61521888.23
2023-12-01 | 0 | 1722962.1257 | 4059236.2218 | 0 | 4403165.4953 | 655840.0584 | 35345643.812 | 313705.9394 | 5139245.8235 | 46495.2788 | 1688100.2769 | 0 | 3707122.8961 | 0 | 0 | 0 | 181754.9433 | 51669.4992 | 1574819.4996 | 8360369.3084 | 9502882.6424 | 752486.8179 | 77505500.6387
2024-01-01 | 0 | 10505527.8244 | 618087.1937 | 2063356.4668 | 4567163.2162 | 4438856.2452 | 32935095.8802 | 3461953.1255 | 1647700.4703 | 57535.7828 | 0 | 3447936.9306 | 0 | 5333242.7819 | 650207.9277 | 0 | 0 | 86609.9913 | 1920933.6938 | 523587.4254 | 548996.119 | 1471913.2322 | 74278704.307
2024-02-01 | 0 | 14341883.1614 | 7069572.4165 | 8286539.429 | 5663310.4226 | 6698195.8591 | 58015496.2373 | 4205620.6186 | 5516301.6006 | 80231.47 | 4184952.7958 | 0 | 6283117.6033 | 9711301.1425 | 16491621.6827 | 3614158.4947 | 1178813.147 | 1178672.7357 | 5348823.851 | 7084766.7014 | 7911583.1247 | 1376737.8056 | 174241700.2995
2024-03-01 | 0 | 14317625.8494 | 8032998.7084 | 15188258.4919 | 6629276.7721 | 2944277.812 | 59468940.7274 | 9730189.1392 | 5621708.2926 | 88718.2557 | 4386331.5407 | 5386096.6438 | 6563492.2188 | 1286070.1768 | 18792630.6426 | 2622023.651 | 1071904.2792 | 1552500.9159 | 5471170.2243 | 9122393.6068 | 10160046.5196 | 3216312.3999 | 191652966.8678
2024-04-01 | 0 | 3479600.4778 | 0 | 2547328.1019 | 7032596.6784 | 3051237.1742 | 14256828.63 | 6396737.1832 | 4448852.6668 | 67800.2103 | 5986798.2469 | 0 | 3891905.2355 | 5903577.0054 | 0 | 288322.9455 | 1051909.514 | 1556050.0614 | 3441433.5039 | 8161055.2608 | 8193931.7567 | 3917490.5533 | 83673455.206
2024-05-01 | 0 | 7469475.877 | 1578517.0947 | 3280945.7933 | 7119002.8532 | 9254974.677 | 27238466.8166 | 6572577.7682 | 5749201.8931 | 93646.086 | 1366221.4046 | 1854907.8047 | 4420378.4147 | 4195608.5819 | 643077.2977 | 289316.8559 | 1979730.783 | 1197339.4898 | 4959150.5954 | 7428507.5127 | 7880479.3325 | 3507162.4815 | 108078689.4137
2024-06-01 | 0 | 8744747.4815 | 2550557.1479 | 5667018.5149 | 11882863.6105 | 6677122.9687 | 32921933.2503 | 1150036.7212 | 5138431.5935 | 122451.1755 | 573429.8354 | 960681.7893 | 601009.731 | 643954.8863 | 658945.6738 | 0 | 2105083.3869 | 212485.6917 | 2715495.0092 | 1551855.7991 | 1798641.7063 | 1345618.1337 | 88022364.1067
2024-07-01 | 0 | 7679401.173 | 2756734.4896 | 7056929.0225 | 9553989.6348 | 8302640.53 | 39321174.9384 | 1120524.3725 | 1827492.5683 | 104281.3186 | 293279.3661 | 1683076.5391 | 312611.2709 | 208551.1917 | 233978.9502 | 0 | 998579.3081 | 115100.1735 | 902680.9285 | 876784.1421 | 747276.4081 | 39489.6169 | 84134575.943
2024-08-01 | 0 | 4613819.4353 | 1073878.7817 | 0 | 11797869.4238 | 2808147.6562 | 20152157.3169 | 905624.1323 | 3628825.0937 | 39217.41 | 0 | 0 | 0 | 0 | 0 | 0 | 2115718.2363 | 0 | 554812.0866 | 0 | 0 | 0 | 47690069.5728
2024-09-01 | 0 | 0 | 0 | 0 | 1703266.7086 | 0 | 7767741.6362 | 5022265.6514 | 1656160.5167 | 0 | 0 | 0 | 0 | 0 | 0 | 0 | 1132963.9174 | 0 | 2770106.8567 | 0 | 0 | 2064340.123 | 22116845.4101
2024-10-01 | 0 | 4741548.8817 | 2363404.5202 | 3314585.2929 | 3379518.3646 | 2860488.3734 | 19393720.7094 | 3844869.8495 | 6843493.3402 | 29056.7316 | 2236887.7896 | 1294077.4228 | 1921107.3342 | 3327041.3891 | 3537460.2366 | 1183502.1565 | 1027134.4798 | 3143748.4948 | 5917285.9139 | 15833938.6785 | 17925891.5966 | 2889147.2553 | 107007908.8112
2024-11-01 | 0 | 6419317.6064 | 4910411.5922 | 3686117.5558 | 2139281.4142 | 4036031.7315 | 39728788.7099 | 4022518.2134 | 5706619.4495 | 47970.2119 | 2308973.342 | 1107513.3668 | 5737474.8164 | 9666317.4686 | 885147.9394 | 1776403.1141 | 8334.9375 | 4069902.5448 | 6198909.5834 | 22977157.2002 | 25381581.8253 | 2441001.5503 | 153255774.1736
2024-12-01 | 0 | 0 | 613297.5782 | 5901403.7235 | 4862989.0219 | 1012690.6017 | 0 | 400900.9635 | 1532712.7917 | 57588.7582 | 2971802.015 | 0 | 0 | 0 | 6382060.5947 | 0 | 609169.9454 | 3029833.5056 | 368978.552 | 8429412.1259 | 18191992.9113 | 1303939.0878 | 55668772.1764
2025-01-01 | 0 | 3586110.1727 | 0 | 0 | 6255959.6056 | 3744842.3577 | 48634840.5326 | 1409088.6406 | 1707693.5962 | 35046.9918 | 2768710.3669 | 0 | 0 | 0 | 0 | 0 | 1028860.0657 | 0 | 2536967.117 | 6438186.5975 | 0 | 1411967.8253 | 79558273.8697
2025-02-01 | 0 | 10430995.2301 | 703567.2724 | 10938969.9767 | 2377236.7085 | 5807746.556 | 39409690.8321 | 6441166.9671 | 4393770.5289 | 96291.9096 | 0 | 3991889.7515 | 5933461.6943 | 0 | 894587.4837 | 819917.6357 | 245133.6814 | 105893.8937 | 962642.7481 | 0 | 626128.3723 | 1097415.2391 | 95276506.4811
2025-03-01 | 0 | 55769.7296 | 7445276.8566 | 58365.2065 | 3431756.4749 | 1568465.6862 | 3785214.1904 | 437122.1956 | 1354423.5963 | 3195.722 | 3688589.7604 | 13110.4586 | 40723.8279 | 1659690.8407 | 18830953.7068 | 2606303.4985 | 1041025.7532 | 1069707.901 | 4183318.1962 | 763043.9551 | 52464.0452 | 264610.7679 | 52353132.3692
2025-04-01 | 0 | 16923444.164 | 781911.2462 | 15155104.3182 | 7284788.248 | 2739668.3688 | 65174316.3332 | 9476401.6985 | 5155196.9176 | 83414.5876 | 799361.1985 | 838415.8591 | 6671087.5865 | 9893892.8594 | 147505.4823 | 286380.4004 | 0 | 1132704.0875 | 2905620.6468 | 6668628.7461 | 7416635.7911 | 1120552.482 | 160655031.0218
2025-05-01 | 0 | 4855040.128 | 1583958.1119 | 3241588.1791 | 7638945.0068 | 9297110.6234 | 25293860.9321 | 6746968.059 | 7641039.747 | 71704.3842 | 1292014.2212 | 985919.7173 | 4339363.4076 | 10344079.5262 | 453242.6592 | 294677.9179 | 1711284.2737 | 2464141.2502 | 4924605.0329 | 7835507.8594 | 18885488.3936 | 4140300.217 | 124040839.6477
2025-06-01 | 0 | 11394512.8232 | 1485558.9128 | 5895077.0959 | 11917113.7749 | 6817825.8189 | 31585860.2348 | 1485360.7996 | 3327618.3288 | 148628.5289 | 545660.1212 | 1862384.2013 | 605699.1077 | 448902.3753 | 682309.9807 | 0 | 2151558.55 | 191873.0105 | 355019.502 | 1337661.319 | 1557008.0853 | 1673410.3808 | 85469042.9516
2025-07-01 | 0 | 7860100.9236 | 2253130.2823 | 4873448.7363 | 10895149.287 | 7849165.5271 | 33751859.5305 | 1089000.2669 | 1720066.3863 | 102655.8871 | 272775.6285 | 897137.7278 | 288822.6897 | 437225.9367 | 236267.8183 | 0 | 1419661.8551 | 114471.5336 | 355062.4437 | 900736.2492 | 792550.0081 | 35158.2603 | 76144446.978
2025-08-01 | 0 | 3889392.9628 | 735705.8494 | 2158959.8968 | 9064489.9822 | 3366199.6609 | 16736995.174 | 814596.9809 | 2328024.6969 | 39627.6385 | 0 | 0 | 0 | 0 | 0 | 0 | 2074548.3697 | 0 | 360466.0573 | 0 | 0 | 0 | 41569007.2694
2025-09-01 | 0 | 0 | 0 | 0 | 4136331.6341 | 0 | 7624089.0357 | 2725365.8076 | 2807051.7769 | 0 | 0 | 0 | 0 | 0 | 0 | 0 | 1174308.9432 | 0 | 2494693.8193 | 0 | 0 | 1010086.2421 | 21971927.2588
2025-10-01 | 0 | 1094548.9618 | 1388196.8778 | 1877966.946 | 1250004.7429 | 1928629.8802 | 8092782.2109 | 2875285.1194 | 3143665.784 | 14061.6054 | 1072515.9927 | 429130.514 | 5115704.4306 | 637230.9368 | 1778015.3898 | 333182.2941 | 1056977.137 | 1118437.9697 | 2106343.6142 | 888768.4347 | 4090454.1602 | 1832467.5836 | 42124370.5857
2025-11-01 | 0 | 5329324.6451 | 1689050.6443 | 1800699.3103 | 4693687.5529 | 3498934.4134 | 36906515.6016 | 4103477.3082 | 6694993.0383 | 53219.0899 | 1294200.622 | 1795002.8911 | 1819882.9756 | 6139164.7435 | 891050.6685 | 1398952.3858 | 8401.523 | 2506632.727 | 3507967.5557 | 12776058.1013 | 15436826.5409 | 3365451.2592 | 115709493.5976
2025-12-01 | 0 | 4351145.8934 | 642452.6966 | 5464189.6099 | 4047721.9814 | 4435827.0295 | 23446230.9284 | 3434313.661 | 1295443.7619 | 62797.5896 | 2202464.9965 | 0 | 5201510.1216 | 0 | 0 | 917233.5586 | 548385.5776 | 1608966.5677 | 766391.7196 | 10522413.6918 | 10874362.7302 | 1155290.5303 | 80977142.6457
2026-01-01 | 0 | 11543168.7362 | 672593.0891 | 9696412.3239 | 8431218.613 | 6809847.053 | 46954787.286 | 6431939.974 | 5263797.4376 | 61643.8158 | 2919999.9763 | 3310396.2815 | 0 | 0 | 0 | 2691016.1163 | 1103501.3046 | 1159691.8006 | 4988303.7639 | 6394491.0132 | 7704634.2224 | 2992348.2629 | 129129791.0702
2026-02-01 | 0 | 2496188.9697 | 0 | 0 | 5548864.8611 | 4209554.8123 | 58091087.4996 | 6821682.3644 | 320172.6112 | 85259.5991 | 3814823.4319 | 0 | 6355528.6986 | 0 | 0 | 3459247.8176 | 1029601.3086 | 1207030.8452 | 7348527.5076 | 7176336.5778 | 701914.3432 | 1410071.7675 | 110075893.0155
2026-03-01 | 0 | 14259288.1062 | 7265215.5175 | 12664391.7478 | 6821662.4061 | 2359341.1736 | 54972373.483 | 7131610.1395 | 6843268.2066 | 85281.0776 | 4349752.8444 | 4632526.6967 | 3898176.955 | 566159.1476 | 31035.4194 | 284855.7224 | 1058401.2733 | 1503369.3236 | 3732040.1813 | 818603.4762 | 8031459.4104 | 2761808.1161 | 144070620.4245
2026-04-01 | 0 | 6626625.3075 | 1603770.7249 | 5027473.0779 | 7592091.1579 | 6059631.1893 | 14026602.3711 | 3532676.5185 | 2295284.5508 | 55908.1048 | 887959.553 | 858548.7505 | 4119876.6865 | 6166060.2845 | 135325.3903 | 283226.881 | 1059067.3262 | 2749510.8774 | 4880955.1134 | 6780243.2301 | 16092665.2258 | 4315332.5504 | 95148834.8719
2026-05-01 | 0 | 7408661.2901 | 1551764.8576 | 3613623.8478 | 6378164.9453 | 7036016.6602 | 27100357.0572 | 7068204.9185 | 7629392.8995 | 98684.1397 | 287728.7723 | 962066.5084 | 4303456.7832 | 10222299.4651 | 422505.1947 | 281940.7346 | 1919042.2325 | 1263996.5843 | 4924953.3369 | 7858741.9338 | 8099511.7843 | 3510545.7498 | 111941659.696
2026-06-01 | 0 | 8343941.4736 | 2533558.0643 | 5334144.2144 | 10590383.4495 | 10462435.0158 | 29768903.0019 | 3669977.2847 | 4993349.5513 | 97518.6835 | 284057.3946 | 985064.1102 | 586951.971 | 445401.3234 | 694508.3959 | 0 | 1047844.1302 | 182153.0132 | 1822210.5055 | 1303828.324 | 1178437.6314 | 1299611.5196 | 85624279.0582
2026-07-01 | 0 | 7922476.2042 | 1532369.0251 | 4807476.0717 | 10980171.3105 | 5016963.759 | 34428192.375 | 1069254.0675 | 2841162.7818 | 113560.3327 | 0 | 1676430.6034 | 293852.3558 | 211783.0655 | 220973.8025 | 0 | 1523317.7737 | 59470.4611 | 354797.9255 | 458613.864 | 1186900.4643 | 39449.9764 | 74737216.2195
2026-08-01 | 0 | 3729742.4582 | 757607.5778 | 2275334.6948 | 11818717.6107 | 3380046.2669 | 20672646.228 | 1132160.5769 | 2400887.1207 | 39689.0413 | 0 | 0 | 0 | 0 | 0 | 0 | 3114765.4182 | 0 | 484105.9679 | 0 | 0 | 0 | 49805702.9613
2026-09-01 | 0 | 0 | 0 | 0 | 1670509.74 | 0 | 7595275.2289 | 2535568.2259 | 3301309.5526 | 0 | 0 | 0 | 0 | 0 | 0 | 0 | 104495.05 | 0 | 2532894.7276 | 0 | 0 | 1821323.9459 | 19561376.4708
2026-10-01 | 0 | 3556408.9525 | 1433302.0849 | 3232105.9711 | 3086520.1356 | 1261775.7118 | 17534598.1466 | 5469496.6953 | 4509748.2679 | 42243.3585 | 1405591.8297 | 833249.678 | 2294993.7401 | 684807.3156 | 3592121.7242 | 1077152.5035 | 1441679.2739 | 3335498.9199 | 4176431.9822 | 13932291.1192 | 11812575.703 | 3260098.6961 | 87972691.8098
2026-11-01 | 0 | 8156703.9574 | 4027312.6113 | 3748545.2096 | 5213100.9347 | 4445961.6654 | 37837568.2035 | 2530458.2928 | 7538865.1871 | 53085.7593 | 1122732.1879 | 1360489.3895 | 6498762.1233 | 9898452.3543 | 7453002.6257 | 1506721.7541 | 1039080.8769 | 1380374.5033 | 5051804.9334 | 21601628.4964 | 16684582.4503 | 2270712.064 | 149419945.5801
2026-12-01 | 0 | 9379879.6502 | 3746483.4104 | 5542985.517 | 4814819.7224 | 3441638.1421 | 31047534.5423 | 4000716.2675 | 2225331.8449 | 49808.5464 | 692976.7667 | 618407.031 | 1075058.8269 | 0 | 8167877.9663 | 2020183.4723 | 0 | 3069007.6056 | 6537148.7667 | 18524446.0769 | 20840642.2672 | 1963565.0348 | 127758511.4578
2027-01-01 | 0 | 0 | 6125384.0095 | 7378331.7826 | 4058996.3013 | 4935816.4885 | 35420506.2034 | 5210209.2548 | 3341363.8033 | 58892.3055 | 694506.7424 | 0 | 3760427.1361 | 0 | 0 | 1504267.1434 | 1041576.9085 | 1146936.8878 | 6791285.1924 | 6816963.2013 | 7766607.8713 | 3139770.4698 | 99191841.7018
2027-02-01 | 0 | 11964380.4541 | 0 | 2312739.6184 | 3723872.5834 | 1928699.0577 | 56162166.3067 | 1202548.5805 | 159412.7521 | 62623.7603 | 0 | 0 | 2492960.7685 | 0 | 880294.3601 | 3256094.9332 | 131096.8839 | 0 | 6330807.5644 | 0 | 0 | 69219.3458 | 90676916.9692
2027-03-01 | 0 | 17092946.8247 | 8356119.5004 | 13173415.9479 | 7061222.4318 | 5097674.066 | 58604813.2035 | 7181060.2362 | 6975366.5713 | 58286.0083 | 4518489.4342 | 4655128.8171 | 3818556.8792 | 3231016.3283 | 19298254.1027 | 2955838.8702 | 1090219.7307 | 1339159.5421 | 9443828.2329 | 7198940.9305 | 8126676.0618 | 2426200.9233 | 191703214.6431
2027-04-01 | 0 | 3591125.8126 | 788309.0256 | 2638664.5734 | 7071249.5521 | 4657387.6763 | 14141653.8234 | 8792585.1011 | 7554922.9485 | 81155.495 | 809168.5644 | 812084.6096 | 6665974.1406 | 15652075.3879 | 81597.0933 | 283720.9325 | 1048272.6546 | 2717169.8182 | 10150794.3332 | 14266029.8119 | 17168024.4242 | 4330316.8347 | 123302282.6132
2027-05-01 | 0 | 4111486.4001 | 1591097.7267 | 3303322.7112 | 8061704.6019 | 8030662.7883 | 29076830.5615 | 3814972.7374 | 4889031.8556 | 81201.3842 | 1141135.037 | 966418.7631 | 599869.6568 | 4328012.524 | 639139.597 | 0 | 912823.7141 | 1259325.3604 | 6877156.3003 | 7689324.0887 | 8147784.5276 | 3634604.349 | 99155904.6849
2027-06-01 | 0 | 11445855.924 | 1512976.9223 | 5386010.6663 | 11606472.5732 | 5379807.0572 | 27765146.8001 | 3900151.7832 | 5088686.6795 | 147003.1927 | 519940.5213 | 1757479.2543 | 584861.8353 | 439168.0232 | 666966.5904 | 0 | 2141209.6963 | 176779.8694 | 3280009.0787 | 1334253.742 | 1137904.5354 | 1369610.1775 | 85640294.9221
2027-07-01 | 0 | 8111856.1793 | 2741144.7419 | 7112247.1458 | 9780468.1342 | 8432011.7235 | 43401305.4737 | 887002.7656 | 2693234.825 | 88594.2173 | 282286.679 | 865318.9431 | 293141.8203 | 215921.6258 | 236779.5314 | 0 | 2598194.832 | 60780.8782 | 914379.3404 | 440161.2989 | 1162755.2242 | 34371.0401 | 90351956.4198
2027-08-01 | 0 | 3931642.193 | 1244348.0335 | 2137583.8916 | 11735391.9123 | 3420572.9219 | 24596055.0185 | 1330498.0956 | 2377040.0035 | 68634.0415 | 0 | 788936.7712 | 0 | 0 | 0 | 0 | 2145990.5516 | 0 | 556616.4772 | 0 | 0 | 0 | 54333309.9113
2027-09-01 | 0 | 0 | 0 | 0 | 2147615.2073 | 0 | 3774360.6231 | 2495732.5871 | 1792195.7644 | 0 | 0 | 0 | 0 | 0 | 0 | 0 | 334385.7138 | 0 | 2761345.544 | 0 | 0 | 2013200.7136 | 15318836.1533
2027-10-01 | 0 | 3085275.0311 | 1435304.2985 | 2783359.7626 | 5214972.0911 | 2766210.5506 | 15743376.1678 | 6050842.5751 | 5567590.5266 | 37651.5205 | 1546370.3738 | 836231.5528 | 5659569.0367 | 5449066.9521 | 3677940.9257 | 928411.63 | 697676.3988 | 3291483.0828 | 6203554.691 | 8503456.209 | 18206639.9737 | 2954369.9894 | 100639353.3398
2027-11-01 | 0 | 5802999.0091 | 3940886.7667 | 1645973.8642 | 1442955.4919 | 3566991.8789 | 19343734.4316 | 690181.4828 | 2172973.059 | 58600.114 | 409850.2979 | 681383.7259 | 2282638.6326 | 74934.8782 | 2700540.9076 | 1192761.6433 | 1052134.9141 | 1405051.6751 | 2772131.5181 | 13941409.5863 | 9107508.1607 | 1657718.6312 | 75943360.6694
2027-12-01 | 0 | 4696746.0772 | 615688.3762 | 5444955.6469 | 6477783.9336 | 1524499.4421 | 43299297.5078 | 4757118.9741 | 5587143.055 | 0 | 2054451.1327 | 0 | 3760092.9465 | 0 | 875226.0559 | 1247085.7547 | 319974.0285 | 48083.084 | 3835618.5492 | 0 | 0 | 656561.3487 | 85200325.9129
2028-01-01 | 0 | 11393185.7234 | 4557713.1162 | 9188136.463 | 5570172.4373 | 6675202.4486 | 53205440.8461 | 6169835.5847 | 3294625.2328 | 98874.1365 | 2691154.3257 | 2749999.6613 | 1932331.7549 | 5741281.694 | 11675476.9928 | 0 | 1044438.4909 | 1143724.8509 | 6866881.6648 | 453344.4543 | 7649836.1858 | 1295423.7144 | 143397079.7786
2028-02-01 | 0 | 820887.5795 | 8096853.2196 | 0 | 2641639.5441 | 4165724.1331 | 0 | 320889.6733 | 2011840.5428 | 0 | 0 | 4515551.7948 | 0 | 3770679.8105 | 19582178.585 | 3382237.7429 | 109803.2947 | 1417085.0882 | 7566990.7344 | 7188293.6259 | 8513329.0463 | 1603649.9817 | 75707634.3966
2028-03-01 | 0 | 13957547.9249 | 802766.803 | 12662586.0088 | 6415073.5088 | 2416665.0888 | 58217227.4093 | 6995832.3675 | 6900391.126 | 85198.8404 | 4325427.643 | 783769.1067 | 6510295.5374 | 3444188.0154 | 60777.7829 | 0 | 1067797.2341 | 1196989.123 | 3748344.236 | 840886.7364 | 8205767.587 | 2646859.6429 | 141284391.7223
2028-04-01 | 0 | 3551665.3976 | 8237754.5014 | 2646421.8766 | 6812863.9725 | 2415549.0461 | 14432946.3181 | 3221357.4058 | 2055205.1862 | 32944.375 | 90916.6727 | 71715.4706 | 3951332.7588 | 10045746.9262 | 19081980.9522 | 287972.12 | 0 | 1322794.4253 | 3450165.0979 | 6642884.7785 | 8398444.2792 | 4313000.4684 | 101063662.0291
2028-05-01 | 0 | 7243457.1365 | 1576315.653 | 5596489.5 | 8710547.6395 | 9823331.9375 | 29643188.092 | 6433507.8066 | 8788866.0637 | 80440.6165 | 985731.3896 | 1748664.1039 | 4354660.76 | 10193874.8709 | 469926.4778 | 282552.1604 | 1694251.9253 | 1221654.4814 | 3195718.5695 | 7354577.5216 | 15109295.3533 | 3535953.916 | 128043005.975
2028-06-01 | 0 | 8507989.188 | 1473404.2892 | 3487353.1105 | 9787424.8614 | 5731784.7461 | 25612388.0249 | 4350311.0408 | 2095302.2036 | 144710.532 | 286706.9142 | 980607.6286 | 578070.7902 | 425594.7011 | 681944.489 | 0 | 2087284.1652 | 199993.9727 | 1799327.9007 | 1470446.6008 | 1298059.5223 | 1327565.2891 | 72326269.9705
2028-07-01 | 0 | 10965837.0359 | 1458758.3357 | 7033025.7985 | 11177111.89 | 8314221.3028 | 33555664.0487 | 881119.6474 | 3019777.6452 | 78192.4419 | 144615.4516 | 1786034.5489 | 299876.5111 | 211871.6436 | 219102.1391 | 0 | 1450038.336 | 60802.7943 | 824364.7639 | 872554.7311 | 1171184.1756 | 35517.6248 | 83559670.8661
2028-08-01 | 0 | 3799225.4639 | 730934.3866 | 0 | 9618112.4275 | 2825860.181 | 24250615.7417 | 797610.3881 | 2299128.2692 | 39989.0373 | 0 | 0 | 0 | 0 | 0 | 0 | 2121439.0269 | 0 | 546639.3338 | 0 | 0 | 0 | 47029554.256
2028-09-01 | 0 | 0 | 0 | 0 | 4424196.7383 | 0 | 3747206.1564 | 2998962.3289 | 3310162.9015 | 0 | 0 | 0 | 0 | 0 | 0 | 0 | 1166223.7113 | 0 | 2513865.5968 | 0 | 0 | 997142.0959 | 19157759.529
2028-10-01 | 0 | 2671108.4274 | 661559.569 | 2996457.0359 | 3541941.3659 | 2306391.2055 | 16892871.3963 | 3815983.6276 | 2750803.2683 | 31278.9639 | 328578.4609 | 415998.5601 | 2724479.9324 | 40251.1967 | 1753067.0443 | 580444.1258 | 938758.9165 | 2738080.5729 | 5737066.1464 | 12929157.9657 | 7457895.2062 | 2369157.1821 | 73681330.1696
2028-11-01 | 0 | 5699614.3172 | 1020775.002 | 1814413.7692 | 2208420.898 | 3900040.0205 | 28959291.3445 | 3687406.0477 | 3248947.7837 | 61738.6547 | 695457.7769 | 1959469.4071 | 3764125.996 | 6007081.2339 | 877901.0381 | 1969663.8059 | 1035601.4416 | 1383977.9041 | 5272108.0094 | 6593458.3475 | 23063337.2896 | 2010672.5908 | 105233502.6781
2028-12-01 | 0 | 7324188.429 | 2429467.9983 | 5439323.8075 | 3772303.0256 | 3996448.432 | 42012588.6568 | 5161897.7163 | 7267446.1217 | 44127.1793 | 1950298.2147 | 2415944.53 | 3316340.2126 | 3932607.7132 | 0 | 1031153.0621 | 167798.7367 | 1111361.4862 | 5549498.8579 | 14807859.988 | 0 | 1751245.8162 | 113481899.9839
2029-01-01 | 0 | 13478630.4851 | 5957823.6286 | 9745836.6111 | 8081675.5718 | 3344595.102 | 50156225.5003 | 3272084.7544 | 3621204.8317 | 85881.9677 | 693650.1933 | 0 | 3875417.1705 | 5977708.2884 | 11477207.3854 | 2924088.6784 | 1037894.8792 | 1398998.6007 | 7303091.6808 | 6894943.9693 | 7574742.0183 | 2152009.5695 | 149053710.8866
2029-02-01 | 0 | 817973.108 | 0 | 0 | 998024.7207 | 5314710.1882 | 54745769.9668 | 3621217.0772 | 2426699.0821 | 38636.9754 | 0 | 4302239.094 | 0 | 429271.8495 | 0 | 0 | 128756.3228 | 1409353.8429 | 7228856.928 | 7681750.9905 | 8243379.1231 | 1650461.5127 | 99037100.782
2029-03-01 | 0 | 13122997.539 | 8937386.1115 | 12437780.0818 | 6960280.4854 | 3786607.0555 | 50795583.3177 | 7126220.0402 | 6963894.0601 | 97721.7981 | 4316328.0603 | 5418501.9231 | 6448739.2463 | 6252027.5025 | 19056326.1393 | 2950915.078 | 1047478.6893 | 1510312.0012 | 4096522.8925 | 7303550.9779 | 9733552.2977 | 4327296.9498 | 182690022.2475
2029-04-01 | 0 | 7103249.8664 | 8045003.616 | 5249248.1594 | 7398587.4451 | 3261323.7276 | 24017717.7889 | 3635914.0097 | 6408902.0275 | 45361.2802 | 768912.9752 | 843619.7289 | 3992925.0223 | 16657922.6228 | 18999411.5984 | 287236.165 | 1063698.7538 | 2879241.5857 | 8405648.474 | 16199564.0665 | 19295325.1347 | 4858274.4243 | 159417088.4723
2029-05-01 | 0 | 4407801.2597 | 1882468.4809 | 3213123.0783 | 10384386.8525 | 8779469.106 | 20052851.3258 | 6671887.2989 | 4583880.1941 | 88773.7121 | 1262221.8694 | 969357.2446 | 4303399.5399 | 385469.1556 | 399963.798 | 0 | 1739617.969 | 1507295.81 | 6642994.9782 | 8793762.7226 | 9484710.1259 | 4498760.0745 | 100052194.5962
2029-06-01 | 0 | 8451490.4542 | 2532830.2404 | 5401696.8551 | 12161043.1911 | 10444968.1914 | 27801032.2297 | 4043504.6678 | 5064607.3417 | 82136.8555 | 537022.4249 | 1059421.2709 | 881746.3568 | 640807.782 | 686721.3043 | 0 | 2112523.0405 | 172737.9182 | 2843697.0051 | 1432199.5397 | 1586020.4806 | 1309839.8737 | 89246047.0236
2029-07-01 | 0 | 10963234.5812 | 2711550.011 | 4823496.8297 | 8791542.7506 | 4965065.9019 | 42526900.1886 | 993875.453 | 1326166.339 | 104445.2896 | 258556.4224 | 1657951.2006 | 0 | 210525.7879 | 224318.6954 | 0 | 1204733.0177 | 58394.323 | 548584.898 | 440729.8427 | 750644.828 | 45431.0627 | 82606147.4229
2029-08-01 | 0 | 1634085.704 | 1235936.7924 | 2135483.981 | 8879385.6892 | 3382897.3396 | 11311664.4641 | 786965.8538 | 2373044.58 | 39993.1338 | 0 | 0 | 0 | 0 | 0 | 0 | 2087865.8336 | 0 | 549602.529 | 0 | 0 | 0 | 34416925.9005
2029-09-01 | 0 | 0 | 0 | 0 | 4305038.1594 | 0 | 3849102.4727 | 2458879.9669 | 2856741.9536 | 0 | 0 | 0 | 0 | 0 | 0 | 0 | 216331.5378 | 0 | 2725192.5365 | 0 | 0 | 885722.2166 | 17297008.8435
2029-10-01 | 0 | 1131293.4096 | 728534.4798 | 2192243.9347 | 489835.2705 | 799576.3724 | 9954590.3386 | 3504090.8729 | 1772803.5928 | 21599.3747 | 1014309.5984 | 424703.7543 | 1357012.6428 | 663932.3016 | 1860104.0311 | 576252.3992 | 585622.7567 | 1055073.2936 | 4573128.8431 | 6887116.3248 | 6794875.1729 | 1896390.867 | 48283089.6314
2029-11-01 | 0 | 3846858.3214 | 2432573.2418 | 2085425.9966 | 1867475.361 | 4102342.3268 | 25628993.251 | 1231542.0082 | 1286990.4346 | 53555.3942 | 0 | 0 | 2968671.4913 | 0 | 0 | 1460785.896 | 1035843.1982 | 1398886.7292 | 5062541.8458 | 8323942.1776 | 9205946.052 | 80754.059 | 72073127.7846
2029-12-01 | 0 | 0 | 0 | 0 | 2566194.703 | 1516624.1637 | 5644084.3259 | 184383.4817 | 270435.5738 | 25911.6239 | 0 | 0 | 0 | 0 | 0 | 0 | 0 | 0 | 4842645.9969 | 0 | 0 | 47137.6695 | 15097417.5384
2030-01-01 | 0 | 820076.0554 | 5259044.5714 | 0 | 2585865.3078 | 2798380.8463 | 3625246.5975 | 234176.6647 | 278933.3228 | 0 | 0 | 0 | 0 | 0 | 0 | 0 | 1043559.1209 | 0 | 3521599.4334 | 0 | 0 | 53985.3025 | 20220867.2228
2030-02-01 | 0 | 13369629.7463 | 0 | 11549359.4219 | 4211077.2844 | 4302251.4944 | 53904198.5768 | 6861612.6317 | 2977236.4372 | 109460.6649 | 3317935.4745 | 0 | 2430243.1975 | 0 | 886980.9789 | 0 | 201015.3917 | 99700.3943 | 5309330.7956 | 0 | 722526.8218 | 1155306.3125 | 111407865.6243
2030-03-01 | 0 | 14680706.5544 | 0 | 12548830.976 | 6299274.3687 | 5154841.1056 | 54837718.1389 | 7003607.705 | 5649421.9348 | 58754.9271 | 747325.4959 | 26044.527 | 6623333.1722 | 29570.9656 | 59855.024 | 2915556.2933 | 1078909.629 | 1248758.5297 | 3699296.4997 | 817235.5307 | 51512.8044 | 1391981.6881 | 124922535.87
2030-04-01 | 0 | 3776290.4449 | 9055322.0481 | 2590606.9676 | 6813448.1501 | 1689296.1221 | 14183551.5961 | 3317872.0721 | 3494221.0727 | 27781.2604 | 782555.0645 | 5403583.9815 | 3892837.2641 | 9897934.892 | 120230.1832 | 0 | 1062222.9415 | 2488352.2711 | 3495676.5693 | 13154169.3097 | 15552995.4856 | 3993767.4568 | 104792715.1532
2030-05-01 | 0 | 7418040.5684 | 1516335.604 | 6051274.9531 | 7409288.7546 | 9626847.8174 | 29559544.2157 | 6646485.3334 | 6403203.4795 | 115355.316 | 949639.0798 | 956159.6012 | 4422091.1114 | 10306111.4453 | 457375.6967 | 283780.1235 | 1023998.4634 | 117771.6946 | 4871092.367 | 1291251.9077 | 761991.67 | 3563775.1261 | 103751414.3288
2030-06-01 | 0 | 5091706.7036 | 759169.3147 | 3041726.0346 | 10653271.1323 | 4640860.5123 | 15978771.3249 | 3796351.9103 | 4902835.477 | 106885.2621 | 400237.2065 | 968287.429 | 597785.3707 | 445092.8085 | 691248.6593 | 0 | 2119780.7448 | 177675.8217 | 1762057.9666 | 914013.337 | 792575.9726 | 238158.036 | 58078491.0244
2030-07-01 | 0 | 10950300.644 | 2221465.1684 | 7065639.408 | 10551578.7592 | 8395387.7185 | 42770734.4069 | 1007975.7562 | 2730293.1237 | 89550.5637 | 262782.6133 | 1654217.9901 | 311334.7249 | 219212.4252 | 221924.3571 | 0 | 1051440.8812 | 62385.5734 | 359568.2413 | 432633.6692 | 1188241.2197 | 40813.7089 | 91587480.9529
2030-08-01 | 0 | 3874700.9902 | 720734.1647 | 0 | 10242586.923 | 2782753.5007 | 24213661.7171 | 855218.1602 | 2381877.4461 | 67899.6388 | 0 | 0 | 0 | 0 | 0 | 0 | 2126529.1704 | 0 | 0 | 0 | 0 | 14811.1131 | 47280772.8244
2030-09-01 | 0 | 0 | 0 | 0 | 1205813.8826 | 0 | 3791080.0604 | 2787383.0446 | 1794695.9007 | 0 | 0 | 0 | 0 | 0 | 0 | 0 | 1189817.4118 | 0 | 1354462.4554 | 0 | 0 | 2029304.0068 | 14152556.7623
2030-10-01 | 0 | 2176144.3005 | 772042.8233 | 1924693.2372 | 3606883.0115 | 1126072.6872 | 12220386.4985 | 3157331.2923 | 3918694.8558 | 16072.6676 | 1355436.4648 | 422048.6204 | 2196016.299 | 1296162.6974 | 3617312.7071 | 671701.2986 | 1027814.4626 | 2345156.2041 | 2152579.8894 | 8265246.4679 | 9296917.7976 | 2155687.1344 | 63720401.4172
2030-11-01 | 0 | 130998.3295 | 830645.3993 | 0 | 898634.831 | 2552588.4864 | 6037949.1648 | 2571483.0843 | 2790664.5866 | 33899.2997 | 1083068.6205 | 587740.0574 | 284629.2059 | 49931.405 | 2930250.1859 | 646269.2441 | 0 | 0 | 2349676.6904 | 0 | 0 | 8985.4549 | 23787414.0459
2030-12-01 | 0 | 591403.1101 | 0 | 1860525.9932 | 5506394.6874 | 1655153.6312 | 20646607.2213 | 534142.9386 | 264067.8647 | 10045.2063 | 1946035.2444 | 0 | 3741739.2449 | 0 | 0 | 0 | 331646.5739 | 0 | 1514343.1085 | 0 | 0 | 52488.5515 | 38654593.376
2031-01-01 | 0 | 4390500.3947 | 0 | 0 | 1994085.8874 | 5285527.788 | 19127806.7828 | 4095784.1276 | 588164.498 | 61599.4767 | 2003764.131 | 0 | 0 | 0 | 0 | 0 | 1038811.711 | 0 | 3733774.9016 | 0 | 0 | 154338.9028 | 42474158.6016
2031-02-01 | 0 | 11046394.377 | 0 | 10870432.89 | 5748675.0391 | 4534349.7993 | 40096123.1911 | 3840345.553 | 5616844.1061 | 112143.9107 | 3972879.8156 | 0 | 5924375.8568 | 0 | 0 | 3431384.464 | 416296.8911 | 1178673.0666 | 6072630.7802 | 0 | 0 | 1109478.8685 | 103971028.6092
2031-03-01 | 0 | 14436946.7855 | 8120163.5327 | 12469476.8503 | 6530428.8563 | 3774924.7254 | 59076241.7317 | 9594584.3138 | 6838320.7189 | 85186.2697 | 5650008.6501 | 4552799.1769 | 2710233.1711 | 2593826.3878 | 18712421.6736 | 2930701.843 | 1078342.3089 | 135094.2271 | 9606395.0205 | 7165261.8175 | 7972555.9313 | 2677206.9295 | 186711120.9217
2031-04-01 | 0 | 6723535.2262 | 786820.8756 | 2752868.855 | 6965205.6279 | 3326311.5896 | 66774641.0168 | 3520992.5237 | 2077760.6734 | 34955.5166 | 6633904.4236 | 787974.3993 | 4018737.3389 | 6074340.8361 | 179894.6173 | 0 | 1053914.3823 | 1246773.4099 | 9774003.5373 | 9217975.6729 | 9349838.8174 | 4121248.5994 | 145421697.9392
2031-05-01 | 0 | 4551087.4129 | 1591588.0642 | 3217905.3976 | 9501868.3781 | 8977424.4525 | 29941552.2535 | 3666504.7643 | 7601800.0492 | 76830.584 | 1252683.1377 | 1040803.9636 | 4439888.7469 | 10604614.8087 | 442461.0876 | 289340.8003 | 1890851.5378 | 1682433.6274 | 6545221.1204 | 16835938.9518 | 18590399.3373 | 4515151.2449 | 137256349.7206
2031-06-01 | 0 | 7879977.0976 | 2345731.2969 | 5275676.4464 | 11339285.2765 | 5309395.7409 | 32825947.1672 | 4234121.7006 | 5077755.2586 | 117118.9864 | 563094.1467 | 1785610.8926 | 603618.1692 | 420487.0732 | 705279.3639 | 0 | 1023652.683 | 222513.8624 | 2909995.8771 | 1678421.2552 | 1812273.7044 | 1948750.4321 | 88078706.4309
2031-07-01 | 0 | 10992797.6699 | 2706501.665 | 7008817.8787 | 9439155.9249 | 8370425.2063 | 30288783.388 | 808513.7274 | 1713153.5628 | 102467.1286 | 303742.2243 | 896339.1837 | 291404.9348 | 210940.2563 | 230686.0286 | 0 | 1543369.7552 | 118809.4624 | 909234.8819 | 912812.113 | 769948.3818 | 35351.1031 | 77653254.4768
2031-08-01 | 0 | 4532855.2767 | 1194105.524 | 0 | 8905586.4542 | 2759497.4847 | 20625239.2717 | 1038733.5802 | 3548817.8894 | 68131.6437 | 0 | 0 | 0 | 0 | 0 | 0 | 3173074.523 | 0 | 553308.6957 | 0 | 0 | 0 | 46399350.3434
2031-09-01 | 0 | 0 | 0 | 0 | 3547315.7148 | 0 | 3751473.0583 | 2725473.3968 | 1727924.7498 | 0 | 0 | 0 | 0 | 0 | 0 | 0 | 113319.7831 | 0 | 2527111.9768 | 0 | 0 | 1225059.2204 | 15617677.9
2031-10-01 | 0 | 4067642.3369 | 1406417.1354 | 3152788.0714 | 4153856.7643 | 2594421.1541 | 18210388.0966 | 6209731.084 | 3224091.8036 | 36444.965 | 1841849.6584 | 829625.1091 | 7163421.6412 | 670742.5189 | 2294212.6049 | 1237701.8378 | 503003.347 | 3693428.945 | 6130793.1277 | 14585803.1362 | 16168135.3732 | 3839014.2136 | 102013512.9243
2031-11-01 | 0 | 112819.8665 | 1650250.0667 | 1856923.9041 | 523534.1707 | 3655962.2975 | 6046510.4856 | 824563.5847 | 2760695.5179 | 3725.6651 | 2003540.7558 | 0 | 0 | 78627.6097 | 0 | 834833.8205 | 1046095.8988 | 2293516.3474 | 4786685.3324 | 13578883.1112 | 15211341.3493 | 1740869.456 | 59009379.2399
2031-12-01 | 0 | 1722962.1257 | 4059189.7964 | 0 | 4638186.8466 | 1121770.7211 | 35999328.4907 | 548462.9434 | 3982357.1468 | 44861.8525 | 1695347.9848 | 0 | 2372081.9395 | 0 | 0 | 0 | 181754.9433 | 51500.1855 | 1597944.0345 | 8572125.4885 | 9501314.5022 | 752715.505 | 76841904.5064
2032-01-01 | 0 | 3540392.765 | 605257.2132 | 2063356.4668 | 4503428.1198 | 4078254.4901 | 32300578.9011 | 3461651.7802 | 1673005.9281 | 27482.5771 | 0 | 3447936.9306 | 0 | 5333242.7819 | 650207.9277 | 0 | 0 | 89797.3107 | 1927126.6839 | 508213.8796 | 531987.6011 | 1478696.0242 | 66220617.3809
2032-02-01 | 0 | 12911733.0331 | 7073540.4547 | 8286539.429 | 5944152.1993 | 6633549.0526 | 61747468.1074 | 3974722.7563 | 5445332.1015 | 78611.2638 | 4094071.9601 | 0 | 6164475.506 | 9711301.1425 | 16491621.6827 | 3614158.4947 | 1178813.147 | 1178405.2129 | 5338379.2977 | 7078697.0228 | 7919046.9657 | 1376787.0151 | 176241405.8449
2032-03-01 | 0 | 14055922.9859 | 8032998.7084 | 15188258.4919 | 6206501.0838 | 2944277.812 | 57877277.2971 | 9729103.9606 | 5663362.3652 | 87982.7219 | 4323289.2423 | 5386096.6438 | 6575034.8247 | 1286070.1768 | 18792630.6426 | 2622023.651 | 1071904.2792 | 1539326.3615 | 5466788.1935 | 9154458.3896 | 10228925.9536 | 3216912.7072 | 189449146.4925
2032-04-01 | 0 | 3479600.4778 | 0 | 2547328.1019 | 7108999.3084 | 3066984.7952 | 14208935.0933 | 6382135.4205 | 4449498.0168 | 67706.7824 | 6269521.2714 | 0 | 3896028.8698 | 5903577.0054 | 0 | 288322.9455 | 1051909.514 | 1552750.8754 | 3448351.1962 | 8179082.8123 | 8174579.2388 | 3919027.3179 | 83994339.0428
2032-05-01 | 0 | 7469475.877 | 1582120.7429 | 3280945.7933 | 7225903.4476 | 8724444.6415 | 24578091.6131 | 6323483.3189 | 5724114.9674 | 80251.5749 | 1380719.438 | 1854907.8047 | 4469459.8333 | 4195608.5819 | 643077.2977 | 289316.8559 | 1979730.783 | 1197339.4898 | 5413767.8314 | 7428507.5127 | 7880479.3325 | 3507162.4815 | 105228909.219
2032-06-01 | 0 | 8744747.4815 | 2568032.9774 | 5667018.5149 | 11803892.3069 | 8544095.6446 | 31811895.7003 | 1398757.0701 | 5165157.4677 | 141085.1214 | 579277.852 | 960681.7893 | 601009.731 | 643954.8863 | 658945.6738 | 0 | 2105083.3869 | 203525.82 | 2848191.3381 | 1479723.4505 | 1745701.9934 | 1322240.5695 | 88993018.7757
2032-07-01 | 0 | 7679401.173 | 2762115.8931 | 7056929.0225 | 9671413.4537 | 8367050.2979 | 42967102.2025 | 891589.0577 | 1802749.1188 | 77084.8827 | 304178.2467 | 1683076.5391 | 312611.2709 | 208551.1917 | 233978.9502 | 0 | 998579.3081 | 115100.1735 | 912601.9674 | 876784.1421 | 747276.4081 | 39285.815 | 87707459.1149
2032-08-01 | 0 | 4613819.4353 | 1104545.1299 | 0 | 11864655.6655 | 2776370.7533 | 17193563.7592 | 1152001.0463 | 3628235.0557 | 67873.5937 | 0 | 0 | 0 | 0 | 0 | 0 | 2115718.2363 | 0 | 555958.2491 | 0 | 0 | 0 | 45072740.9243
2032-09-01 | 0 | 0 | 0 | 0 | 1632751.8843 | 0 | 7507322.1937 | 5025436.5747 | 1655307.9896 | 0 | 0 | 0 | 0 | 0 | 0 | 0 | 1132963.9174 | 0 | 2805240.6098 | 0 | 0 | 2030250.8316 | 21789274.001
2032-10-01 | 0 | 4943882.2588 | 2363404.5202 | 3314585.2929 | 3394967.6713 | 2860488.3734 | 18992006.8064 | 3802607.4148 | 6861352.578 | 40915.313 | 2247669.959 | 1294077.4228 | 1959865.8053 | 3327041.3891 | 3537460.2366 | 1183502.1565 | 1027134.4798 | 3059529.2703 | 6149874.5714 | 15243941.6657 | 17346339.5993 | 2896401.2338 | 105847048.0183
2032-11-01 | 0 | 8166798.217 | 4917987.3491 | 3686117.5558 | 2205955.2053 | 4037025.3302 | 39831953.5926 | 4026982.0675 | 5748954.462 | 61198.6695 | 2291499.5974 | 1107513.3668 | 5737474.8164 | 9666317.4686 | 885147.9394 | 1776403.1141 | 8334.9375 | 4016716.2724 | 6295263.8616 | 22633548.2129 | 25035058.9441 | 2436220.5338 | 154572471.5137
2032-12-01 | 0 | 0 | 613297.5782 | 5901403.7235 | 4702089.0633 | 1012690.6017 | 2228059.9001 | 174807.7026 | 700773.387 | 10083.9835 | 3035845.3382 | 0 | 896458.1362 | 0 | 6382060.5947 | 0 | 609169.9454 | 3028286.2874 | 372905.9564 | 257829.9447 | 18192374.1803 | 1252540.9028 | 49370677.226
2033-01-01 | 0 | 10498776.1365 | 0 | 0 | 6188872.9499 | 3756675.0429 | 48545191.874 | 1882149.1096 | 3484492.8607 | 72423.8209 | 2969619.1486 | 0 | 0 | 0 | 0 | 0 | 1028860.0657 | 0 | 2537329.4245 | 6448154.651 | 0 | 160027.4134 | 87572572.4977
2033-02-01 | 0 | 2500799.6754 | 703567.2724 | 10938969.9767 | 2755031.5279 | 3044175.8018 | 35631663.1196 | 6190814.5289 | 2421458.4213 | 31882.2131 | 0 | 3991889.7515 | 3731844.3967 | 0 | 894587.4837 | 819917.6357 | 245133.6814 | 105893.8937 | 962642.7481 | 0 | 627316.3435 | 2348932.2936 | 77946520.7651
2033-03-01 | 0 | 10367281.0329 | 7445276.8566 | 58365.2065 | 3087535.6449 | 4320943.1712 | 7365830.8226 | 670871.7327 | 3764750.3386 | 30214.535 | 3600462.7401 | 13110.4586 | 2686400.8076 | 1659690.8407 | 18830953.7068 | 2606303.4985 | 1041025.7532 | 1069707.901 | 4201966.5827 | 763043.9551 | 52464.0452 | 264610.7679 | 73900810.3984
2033-04-01 | 0 | 6757284.2274 | 781911.2462 | 15155104.3182 | 7310447.6679 | 2760272.0685 | 65074965.9525 | 9468228.5918 | 5155441.4483 | 83266.6086 | 792257.9185 | 838415.8591 | 3998296.2631 | 9893892.8594 | 147505.4823 | 286380.4004 | 0 | 1132704.0875 | 2906545.2639 | 6773689.6132 | 7416635.7911 | 1120552.482 | 147853798.1501
2033-05-01 | 0 | 4855040.128 | 1583958.1119 | 3241588.1791 | 7677601.2554 | 8152633.3144 | 24379666.4695 | 6285002.8118 | 7665785.9401 | 65702.4431 | 1340655.2828 | 985919.7173 | 4339363.4076 | 10344079.5262 | 453242.6592 | 294677.9179 | 1711284.2737 | 2463583.263 | 4942608.481 | 7755406.2932 | 18885480.9188 | 4140063.3174 | 121563343.7116
2033-06-01 | 0 | 11394512.8232 | 1485558.9128 | 5895077.0959 | 11997615.3607 | 9158552.1612 | 31093956.7312 | 1727058.9461 | 3301817.2576 | 150090.0131 | 552782.7533 | 1862384.2013 | 605699.1077 | 448902.3753 | 682309.9807 | 0 | 2151558.55 | 189267.9725 | 355019.502 | 1346303.7888 | 1540684.2401 | 1650778.7699 | 87589930.5434
2033-07-01 | 0 | 7860100.9236 | 2253130.2823 | 4873448.7363 | 10950944.5928 | 4944611.0772 | 33751355.3606 | 854643.6457 | 1719558.8914 | 103044.743 | 280443.3701 | 897137.7278 | 288822.6897 | 437225.9367 | 236267.8183 | 0 | 1419661.8551 | 114471.5336 | 355062.4437 | 900736.2492 | 792550.0081 | 35158.2603 | 73068376.1454
2033-08-01 | 0 | 3889392.9628 | 735705.8494 | 2158959.8968 | 8687213.9113 | 3412461.4599 | 20433037.968 | 1031041.9977 | 2352666.8556 | 39275.9043 | 0 | 0 | 0 | 0 | 0 | 0 | 2074548.3697 | 0 | 360466.0573 | 0 | 0 | 0 | 45174771.2329
2033-09-01 | 0 | 0 | 0 | 0 | 4586965.8613 | 0 | 7660481.242 | 2725710.6364 | 2781977.9669 | 0 | 0 | 0 | 0 | 0 | 0 | 0 | 1174308.9432 | 0 | 2513322.9767 | 0 | 0 | 1010087.8164 | 22452855.443
2033-10-01 | 0 | 2024580.8555 | 1388196.8778 | 1877966.946 | 1192719.0081 | 1928629.8802 | 11918953.3301 | 3076733.79 | 2919702.4743 | 24679.0062 | 1080104.8632 | 429130.514 | 5364999.7753 | 637230.9368 | 1778015.3898 | 333182.2941 | 1056977.137 | 1118437.9697 | 3508990.4342 | 3878065.0593 | 4090454.1602 | 1832487.0817 | 51460237.7835
2033-11-01 | 0 | 6327464.9541 | 3495713.6365 | 1800699.3103 | 4813583.6557 | 3510067.6385 | 36894261.8044 | 4103838.8109 | 6607644.918 | 45152.1674 | 1313274.8993 | 1795002.8911 | 2301470.4446 | 6139164.7435 | 891050.6685 | 1398952.3858 | 8401.523 | 2507765.448 | 2095333.5413 | 14436416.613 | 15419267.0673 | 3378654.8084 | 119283181.9296
2033-12-01 | 0 | 731498.6126 | 642452.6966 | 5464189.6099 | 3830143.8733 | 7073126.5284 | 20962790.3851 | 2984081.5268 | 512285.2655 | 47945.0514 | 2230715.6607 | 0 | 5141676.1555 | 0 | 0 | 917233.5586 | 548385.5776 | 1645159.0128 | 767164.6424 | 9612773.493 | 11054578.6304 | 1186064.2064 | 75352264.487
2034-01-01 | 0 | 9880561.2189 | 672593.0891 | 9696412.3239 | 8430868.2721 | 4060116.9377 | 48984354.3529 | 6885797.2776 | 5387327.9817 | 89498.3825 | 2843904.0363 | 3310396.2815 | 0 | 0 | 0 | 2691016.1163 | 1103501.3046 | 1155548.1985 | 4977762.1183 | 6364036.0164 | 7657827.7111 | 3010887.0208 | 127202408.6403
2034-02-01 | 0 | 11905051.4128 | 0 | 0 | 5548539.7027 | 4224136.2863 | 48308262.0882 | 6608550.5258 | 345278.634 | 110440.2042 | 3874940.2046 | 0 | 6252616.9393 | 0 | 0 | 3459247.8176 | 1029601.3086 | 1240022.1961 | 7728957.4197 | 7092469.7246 | 694769.1389 | 1423999.2264 | 109846882.8298
2034-03-01 | 0 | 14275703.2545 | 7350287.6232 | 12664391.7478 | 6852868.3776 | 2359341.1736 | 58630977.8906 | 7360459.9943 | 6852098.6936 | 58349.528 | 4348506.1526 | 4632526.6967 | 3898176.955 | 566159.1476 | 31035.4194 | 284855.7224 | 1058401.2733 | 1219400.556 | 5418754.2845 | 818603.4762 | 8170651.8907 | 2632412.0898 | 149483961.9475
2034-04-01 | 0 | 6626625.3075 | 1603770.7249 | 5027473.0779 | 7563456.4782 | 6459119.7942 | 14478247.2331 | 3532385.2656 | 2294746.2311 | 55882.2059 | 884374.8467 | 858548.7505 | 6756611.557 | 6166060.2845 | 135325.3903 | 283226.881 | 1059067.3262 | 2511796.389 | 3180612.3355 | 6743588.7839 | 16382280.4928 | 3941842.2878 | 96545041.6438
2034-05-01 | 0 | 7408661.2901 | 1569170.5282 | 3613623.8478 | 6420020.357 | 7289252.4058 | 30184307.9172 | 6566109.578 | 7654573.0041 | 91248.2048 | 284757.4042 | 962066.5084 | 4303456.7832 | 10222299.4651 | 422505.1947 | 281940.7346 | 1919042.2325 | 1263996.5843 | 4872272.7479 | 7604669.0041 | 8099511.7843 | 3510545.7498 | 114544031.3263
2034-06-01 | 0 | 8343941.4736 | 2538766.3102 | 5334144.2144 | 10582046.5146 | 10410379.7022 | 25428015.0956 | 3943928.3742 | 4966795.0203 | 115055.6131 | 280189.7618 | 985064.1102 | 586951.971 | 445401.3234 | 694508.3959 | 0 | 1047844.1302 | 199720.9646 | 1822210.5055 | 1438048.93 | 1182657.7356 | 1479443.455 | 81825113.6016
2034-07-01 | 0 | 7922476.2042 | 1532369.0251 | 4807476.0717 | 10975491.3025 | 4970616.4137 | 42971709.8919 | 844950.8998 | 2866905.2171 | 115720.9983 | 143516.1592 | 1676430.6034 | 293852.3558 | 211783.0655 | 220973.8025 | 0 | 1523317.7737 | 59470.4611 | 354797.9255 | 458613.864 | 1195529.9247 | 39449.9764 | 83185451.9359
2034-08-01 | 0 | 3729742.4582 | 757607.5778 | 2275334.6948 | 11829690.7001 | 3429373.274 | 24419337.8526 | 1139713.6809 | 2400733.2432 | 38816.1883 | 0 | 0 | 0 | 0 | 0 | 0 | 3114765.4182 | 0 | 484022.5372 | 0 | 0 | 0 | 53619137.6252
2034-09-01 | 0 | 0 | 0 | 0 | 1669578.5292 | 0 | 3873740.7502 | 2768200.0075 | 3301243.7983 | 0 | 0 | 0 | 0 | 0 | 0 | 0 | 104495.05 | 0 | 2543468.0331 | 0 | 0 | 1848321.8335 | 16109048.0018
2034-10-01 | 0 | 3426867.8003 | 1412969.1758 | 3232105.9711 | 3154134.9063 | 1261775.7118 | 18687954.0092 | 5666866.6335 | 4444073.6554 | 38192.8395 | 1405591.8297 | 833249.678 | 2153243.7747 | 684807.3156 | 3592121.7242 | 1077152.5035 | 1441679.2739 | 3331342.6019 | 5585000.7047 | 15090968.4107 | 19062530.6137 | 3265582.6036 | 98848211.7373
2034-11-01 | 0 | 5840566.3877 | 4123843.6369 | 3748545.2096 | 5183459.2876 | 4488282.0847 | 35890297.0333 | 2523343.918 | 6879444.8972 | 55911.443 | 1122732.1879 | 1360489.3895 | 5624616.1602 | 9898452.3543 | 7453002.6257 | 1506721.7541 | 1039080.8769 | 3611910.8074 | 5220493.0323 | 22952419.24 | 15126813.5408 | 2415157.3587 | 146065583.2258
2034-12-01 | 0 | 8599934.3196 | 3994687.507 | 5542985.517 | 4721142.0642 | 3151903.699 | 21825338.0394 | 3751123.3648 | 1959787.223 | 13198.4705 | 692976.7667 | 618407.031 | 1015772.8439 | 0 | 8167877.9663 | 2020183.4723 | 0 | 2897775.3926 | 6665199.805 | 18811282.1298 | 19998497.5504 | 3210553.0651 | 117658626.2276
2035-01-01 | 0 | 0 | 627518.7837 | 7378331.7826 | 4062922.6316 | 4945917.2161 | 43030285.2945 | 5478356.0954 | 3366381.8379 | 86395.4321 | 689005.4014 | 0 | 3760427.1361 | 0 | 0 | 1504267.1434 | 1041576.9085 | 1145104.9181 | 6863677.5526 | 6913919.041 | 577677.4132 | 1898984.5653 | 93370749.1534
2035-02-01 | 0 | 12000521.4628 | 6588503.8818 | 2312739.6184 | 3802897.2468 | 1928699.0577 | 48006946.1913 | 951217.3144 | 2359832.3785 | 100135.7231 | 0 | 0 | 0 | 0 | 880294.3601 | 3256094.9332 | 131096.8839 | 0 | 6368285.3836 | 0 | 0 | 69941.9941 | 88757206.4299
2035-03-01 | 0 | 17264634.4862 | 8222720.9483 | 13173415.9479 | 6993881.2085 | 5097057.7142 | 55646226.5023 | 7420298.9888 | 7011223.7869 | 59046.2876 | 4263651.9345 | 4655128.8171 | 6456470.6314 | 3231016.3283 | 19298254.1027 | 2955838.8702 | 1090219.7307 | 1334276.178 | 9445240.6451 | 7309335.7312 | 7993922.4881 | 3705475.1612 | 192627336.4892
2035-04-01 | 0 | 3591125.8126 | 788309.0256 | 2638664.5734 | 7074447.9205 | 4661170.1198 | 23977986.3658 | 8563634.5171 | 5186092.2483 | 42431.4228 | 818123.7636 | 812084.6096 | 3934818.4023 | 15652075.3879 | 81597.0933 | 283720.9325 | 1048272.6546 | 2714863.702 | 10156379.0341 | 14452266.57 | 18074067.6523 | 4737802.276 | 129289934.0842
2035-05-01 | 0 | 4111486.4001 | 1591097.7267 | 3303322.7112 | 8131449.4811 | 8029669.8694 | 19631300.8186 | 3831532.9062 | 4863599.0517 | 76852.7582 | 1134449.6081 | 966418.7631 | 599869.6568 | 4328012.524 | 639139.597 | 0 | 912823.7141 | 1285001.7136 | 6878510.9318 | 7683197.1326 | 8533130.0362 | 4244844.637 | 90775710.0373
2035-06-01 | 0 | 11445855.924 | 2538118.1253 | 5386010.6663 | 11537228.3538 | 7690826.8909 | 28968306.1976 | 3872923.7596 | 5113924.0903 | 119841.1164 | 534594.8951 | 1757479.2543 | 584861.8353 | 439168.0232 | 666966.5904 | 0 | 2141209.6963 | 178913.6317 | 3280006.3939 | 1328182.0464 | 1211166.5369 | 1339729.3397 | 90135313.3672
2035-07-01 | 0 | 8111856.1793 | 2765732.1153 | 7112247.1458 | 9825625.7059 | 5589312.0898 | 43558345.0272 | 1134653.6749 | 2694025.1211 | 116521.2398 | 282744.8394 | 865318.9431 | 293141.8203 | 215921.6258 | 236779.5314 | 0 | 2598194.832 | 57906.3505 | 914379.0167 | 431024.5373 | 1179052.1756 | 34371.0401 | 88017153.0113
2035-08-01 | 0 | 3931642.193 | 1244348.0335 | 2137583.8916 | 11672405.5828 | 6094967.5654 | 21084137.1817 | 1075928.596 | 2351233.6137 | 40316.2817 | 0 | 788936.7712 | 0 | 0 | 0 | 0 | 2145990.5516 | 0 | 556616.4445 | 0 | 0 | 0 | 53124106.7066
2035-09-01 | 0 | 0 | 0 | 0 | 2156230.2922 | 0 | 3774954.0824 | 2421822.7791 | 1835391.7133 | 0 | 0 | 0 | 0 | 0 | 0 | 0 | 110221.7984 | 0 | 2733148.8206 | 0 | 0 | 1031745.4392 | 14063514.9252
2035-10-01 | 0 | 2195419.9559 | 1427985.7016 | 1846030.5599 | 3494022.8098 | 2230875.8863 | 11918524.9379 | 3351150.9503 | 4144550.7232 | 14104.6118 | 1541903.7778 | 836404.4961 | 5231469.3682 | 1339507.6195 | 3539995.8506 | 615491.5539 | 475700.1318 | 2459186.6119 | 5074408.3872 | 15371361.7821 | 18682283.3211 | 3171165.8509 | 88961544.8876
2035-11-01 | 0 | 114132.5391 | 660956.1732 | 0 | 64032.2688 | 383837.3139 | 7024194.2647 | 75384.8613 | 0 | 4253.6863 | 0 | 0 | 2383732.23 | 0 | 0 | 0 | 1032521.0876 | 1376077.747 | 1982211.5175 | 0 | 0 | 0 | 15101333.6893
2035-12-01 | 0 | 9397862.4707 | 632855.8573 | 5799800.9202 | 7550252.5855 | 4161770.1963 | 54493239.561 | 4215666.5 | 2592450.9643 | 83228.8376 | 1905962.597 | 0 | 1039763.575 | 5919522.2049 | 0 | 0 | 8475.0543 | 43686.4234 | 4731095.6634 | 8348877.7393 | 319338.6743 | 240332.7579 | 111484182.5824
2036-01-01 | 0 | 7897714.8606 | 4322454.9169 | 7045036.842 | 3024309.2313 | 988728.0851 | 34502890.1275 | 3026532.0179 | 4097879.389 | 56749.3497 | 0 | 2943202.0473 | 5815944.1727 | 333537.6265 | 12957860.1173 | 2492027.5513 | 1045603.9422 | 1132279.8805 | 2394071.2462 | 543795.3756 | 578261.9491 | 2512789.9673 | 97711668.6961
2036-02-01 | 0 | 5438599.0672 | 7970456.5069 | 2151034.9517 | 6393383.6401 | 7203547.6594 | 60092026.0084 | 6824013.083 | 4974012.7381 | 46255.7639 | 693242.0619 | 0 | 0 | 5996617.2904 | 18812976.5105 | 283303.6102 | 355572.5696 | 103392.2562 | 4036865.0128 | 6360333.7482 | 7952956.5873 | 347996.0321 | 146036585.0979
2036-03-01 | 0 | 13284345.35 | 0 | 12366686.8271 | 6655177.9288 | 4963768.9096 | 54748992.1305 | 6206201.0858 | 3264941.1986 | 81091.3919 | 4249616.385 | 5454303.2543 | 6559553.3517 | 4232944.795 | 29883.4294 | 3704891.7343 | 1044032.8115 | 1238163.7189 | 5345436.5176 | 757762.9461 | 10047094.2241 | 1463691.0244 | 145698579.0147
2036-04-01 | 0 | 13638615.4433 | 8959983.2417 | 12975545.2563 | 7016735.9011 | 4325641.8731 | 14293518.6611 | 6908544.6103 | 6944074.1071 | 81858.899 | 807646.1738 | 5427561.0636 | 3963883.1253 | 9896833.2647 | 19185010.3663 | 2905907.0383 | 1032029.9393 | 2694176.32 | 3478946.4483 | 14279200.7813 | 18109198.3051 | 4255697.1723 | 161180607.991
2036-05-01 | 0 | 7709529.8284 | 1543527.1239 | 5653343.5707 | 7771562.7759 | 8265227.3321 | 30092825.4939 | 4067788.5839 | 7813872.0454 | 85190.995 | 270015.4079 | 982457.9818 | 4336928.5388 | 6342024.9235 | 652416.9157 | 0 | 1832392.7652 | 1221009.022 | 3132892.4819 | 7255618.4799 | 8086659.1573 | 3532548.8343 | 110647832.2573
2036-06-01 | 0 | 9114965.7922 | 1527171.097 | 5890158.664 | 11541449.9273 | 11178730.4587 | 31524265.4297 | 4143232.8944 | 5219872.7653 | 136212.5665 | 285047.9069 | 1857572.6404 | 618205.1113 | 649750.4082 | 672308.0493 | 0 | 2120842.4605 | 175386.7416 | 1882142.0895 | 1345401.0396 | 1587970.6101 | 1385378.1375 | 92856064.79
2036-07-01 | 0 | 11450185.6609 | 1463364.5733 | 5036283.7646 | 11686625.5369 | 5104270.8568 | 39703641.7344 | 996629.4552 | 1477389.4724 | 116664.8575 | 139991.7718 | 879306.3418 | 603146.7037 | 212582.7324 | 237272.9122 | 0 | 1272386.4103 | 116715.3807 | 359027.7025 | 899840.0892 | 781860.5956 | 35347.2747 | 82572533.827
2036-08-01 | 0 | 3828925.2531 | 732443.5694 | 2307641.5864 | 7385808.007 | 6246016.4133 | 24612495.8518 | 800251.1134 | 2378588.6828 | 39020.6139 | 0 | 0 | 0 | 0 | 0 | 0 | 2135408.5444 | 0 | 0 | 0 | 0 | 0 | 50466599.6354
2036-09-01 | 0 | 0 | 0 | 0 | 4619246.4605 | 0 | 3887347.0384 | 5036820.9773 | 4333144.5653 | 0 | 0 | 0 | 0 | 0 | 0 | 0 | 1150477.8709 | 0 | 2562881.3974 | 0 | 0 | 1291756.8501 | 22881675.1599
2036-10-01 | 0 | 3245255.3964 | 1648847.6001 | 1850836.7671 | 4058291.9933 | 1073384.1709 | 13626890.7008 | 3369024.0294 | 3647189.2168 | 37814.1169 | 1513876.0756 | 456363.525 | 2409253.7432 | 4583588.6386 | 4342988.4338 | 951057.3193 | 1041208.5689 | 1342654.8836 | 3683592.6932 | 7227098.105 | 7891252.9759 | 1905831.0141 | 69906299.9682
2036-11-01 | 0 | 4105302.8983 | 3281461.5602 | 1799305.7544 | 2501936.2146 | 4467540.6816 | 29882436.5591 | 4807522.8942 | 4514777.406 | 54894.0796 | 658352.4869 | 0 | 6597840.1166 | 6104968.9664 | 0 | 839156.7232 | 8354.6965 | 3614811.5019 | 2556074.4429 | 7943293.0948 | 23159364.8367 | 2243359.7959 | 109140754.7098
2036-12-01 | 0 | 8172916.9301 | 613697.2383 | 5586376.7681 | 4637796.1261 | 1138892.5165 | 30935329.5372 | 2902701.8614 | 3792334.8866 | 14276.5437 | 1432911.9383 | 2553081.4138 | 1116157.734 | 0 | 882306.708 | 1287310.7217 | 588580.3356 | 41827.0851 | 3286208.9755 | 14481783.2238 | 356000.0452 | 2957459.6079 | 86777950.1968
2037-01-01 | 0 | 3797835.201 | 4642182.8554 | 0 | 9194479.5136 | 6169335.2094 | 72067490.7537 | 6091931.5413 | 8934410.3459 | 121563.6112 | 694272.8841 | 0 | 3724382.454 | 10092038.5162 | 11696978.018 | 2851045.3856 | 1039839.921 | 1140360.3235 | 3456601.3739 | 6853096.6402 | 7744580.361 | 1409515.1466 | 161721940.0555
2037-02-01 | 0 | 13898505.0904 | 7577841.88 | 10236623.7766 | 5627875.7136 | 1777754.007 | 60641387.9088 | 4097388.8542 | 4162847.1195 | 111599.3492 | 2928907.33 | 4342166.9118 | 6176834.7615 | 0 | 880300.2087 | 288417.4207 | 569927.6979 | 1455231.8292 | 2902093.8084 | 6993676.5973 | 8781302.2183 | 2850031.441 | 146300713.924
2037-03-01 | 0 | 11221036.5678 | 0 | 12607910.3523 | 3983304.3909 | 9156240.1221 | 51675088.6947 | 3996184.1082 | 3197526.5081 | 57524.6701 | 4278079.6719 | 792611.9679 | 80957.1867 | 28562.9987 | 18690179.7626 | 2671060.2869 | 2044661.2808 | 1711001.6625 | 3892074.132 | 8323043.7622 | 10925861.1309 | 3373084.6395 | 152705993.8969
2037-04-01 | 0 | 3400017.6248 | 776593.4769 | 2611555.1979 | 9716257.1822 | 1590993.1493 | 18374780.7257 | 8996489.6175 | 5579373.1692 | 30296.5945 | 4631139.2882 | 0 | 6649551.2441 | 6144072.1581 | 0 | 283619.2828 | 0 | 1451115.5889 | 4370993.805 | 7509459.7663 | 8260097.458 | 2954445.6945 | 93330851.0241
2037-05-01 | 0 | 8189179.6203 | 1629912.8361 | 6175801.2987 | 9440181.4131 | 9792217.9474 | 27692712.7355 | 6974331.4829 | 9944775.6471 | 106986.9178 | 1408551.3428 | 1841547.7574 | 4674329.6133 | 10534349.8685 | 652884.9325 | 289598.6662 | 2726038.8233 | 1263433.0633 | 4943267.2094 | 8145427.9022 | 8359111.4442 | 4530642.8771 | 129315283.3992
2037-06-01 | 0 | 7902322.8096 | 1452402.2701 | 5239381.7714 | 9535837.159 | 7655058.1312 | 32651063.5895 | 4033603.825 | 3274560.2386 | 141394.2717 | 433881.1276 | 997047.2983 | 578143.9707 | 423628.1416 | 677081.086 | 0 | 1061304.2577 | 189951.976 | 1787722.9753 | 1342887.654 | 1183833.5873 | 1303414.9152 | 81864521.0556
2037-07-01 | 0 | 10783032.2011 | 2238285.2339 | 4844256.5124 | 12030929.9704 | 7756005.3154 | 38758306.3235 | 1002091.5078 | 1237387.0923 | 80198.764 | 257437.569 | 1678714.7557 | 287739.4744 | 213593.6435 | 226092.6206 | 0 | 1483522.5749 | 58332.8626 | 357778.5559 | 451798.0875 | 1170843.311 | 35368.1617 | 84951714.5375
2037-08-01 | 0 | 4601099.3371 | 712749.1308 | 2190612.1281 | 9444347.8691 | 3388968.9062 | 20560121.3644 | 904806.3406 | 3612592.5593 | 39968.5063 | 0 | 0 | 0 | 0 | 0 | 0 | 3243948.194 | 0 | 0 | 0 | 0 | 14898.4121 | 48714112.748
2037-09-01 | 0 | 0 | 0 | 0 | 1128318.6101 | 0 | 3769860.7337 | 2766051.5722 | 1715869.1458 | 0 | 0 | 0 | 0 | 0 | 0 | 0 | 107068.365 | 0 | 1300859.9546 | 0 | 0 | 999042.6894 | 11787071.0708
2037-10-01 | 0 | 2058022.2428 | 1450933.5209 | 2838169.4052 | 3989907.8095 | 944358.2677 | 18850675.9295 | 6000889.6183 | 4673093.4659 | 18418.6865 | 1510035.7387 | 871373.5496 | 7614793.6303 | 633779.1372 | 3544175.9187 | 1257128.391 | 813015.5405 | 2374210.7752 | 5120132.4564 | 15322339.7621 | 16686559.8437 | 2756961.1509 | 99328974.8407
2037-11-01 | 0 | 2917761.685 | 2529512.43 | 1360228.5853 | 3158509.1399 | 3459932.7144 | 28227039.1104 | 287414.3586 | 5738824.3529 | 50654.5026 | 1446929.3064 | 1184731.1086 | 0 | 6004565.8962 | 880826.1479 | 1041167.0834 | 1091857.8514 | 1126817.6708 | 318993.5298 | 0 | 8983443.4245 | 1290924.4359 | 71100133.3339
2037-12-01 | 0 | 0 | 0 | 0 | 336864.031 | 1883052.9492 | 593632.6074 | 395703.6132 | 14046.0038 | 0 | 1492799.313 | 0 | 0 | 0 | 0 | 0 | 227571.6112 | 1380000.0781 | 743.293 | 8066012.7528 | 0 | 5607.2598 | 14396033.5126
2038-01-01 | 0 | 827397.2098 | 0 | 0 | 5269495.893 | 0 | 3243820.2622 | 232585.0746 | 269163.4059 | 27368.63 | 0 | 0 | 0 | 0 | 0 | 0 | 0 | 0 | 9164.6325 | 0 | 0 | 45084.6102 | 9924079.7182
2038-02-01 | 0 | 0 | 0 | 0 | 2000458.3719 | 6715283.6951 | 45673384.9959 | 1207738.3057 | 402067.2148 | 62108.5666 | 0 | 0 | 0 | 0 | 0 | 0 | 351587.8193 | 0 | 996139.0124 | 0 | 0 | 11861.9574 | 57420629.939
2038-03-01 | 0 | 2572221.5972 | 0 | 58348.1375 | 1105848.4504 | 133367.1714 | 3747025.6161 | 83945.6382 | 35102.6 | 41481.7324 | 18671.2721 | 12904.3921 | 40581.97 | 0 | 0 | 0 | 1066227.6312 | 7918.1717 | 754.3984 | 58575.383 | 53149.4377 | 69007.2197 | 9105130.8191
2038-04-01 | 0 | 16481635.1051 | 778555.343 | 15158844.116 | 10303803.1717 | 3600126.6672 | 23753810.3717 | 8879396.2678 | 6402189.2748 | 41053.6745 | 788387.8845 | 5484733.348 | 6690753.3281 | 9924032.9141 | 91669.2319 | 290176.362 | 0 | 1248245.2198 | 6023204.0066 | 6742409.6147 | 7532364.1774 | 3370491.0249 | 133585881.1039
2038-05-01 | 0 | 4454136.0218 | 1581727.5348 | 3268274.1289 | 7344673.4529 | 9527795.1556 | 16628356.162 | 6693465.2895 | 3774895.217 | 77358.9638 | 276833.109 | 962466.6984 | 4487545.3797 | 6456403.9787 | 633494.5261 | 0 | 1762087.2565 | 1237310.3914 | 3199898.8659 | 7881651.6443 | 8059883.8168 | 1297520.492 | 89605778.0851
2038-06-01 | 0 | 8374550.8593 | 1462604.3696 | 5689934.5838 | 10757815.9246 | 11347868.3996 | 32636959.7771 | 1459048.0894 | 5327086.8869 | 120487.6149 | 283852.7374 | 1075725.4266 | 593811.2158 | 642935.2748 | 468801.6603 | 0 | 2105396.172 | 173128.8937 | 364647.1736 | 1332246.5315 | 1172824.6522 | 1278953.5652 | 86668679.8082
2038-07-01 | 0 | 11064626.2892 | 2233119.9199 | 4821192.6442 | 11586085.3167 | 5030041.5031 | 43237948.917 | 1037554.5743 | 1774433.7459 | 117155.8975 | 143235.7799 | 1673009.1312 | 301297.0325 | 218840.808 | 464971.3526 | 0 | 1365184.5373 | 58720.9602 | 356378.0767 | 451157.8555 | 1161803.2847 | 39214.2359 | 87135971.8623
2038-08-01 | 0 | 3727958.0661 | 737240.3696 | 2248521.4767 | 7493439.118 | 6229864.5103 | 16486640.8506 | 876259.8651 | 3479884.4679 | 27323.0309 | 0 | 0 | 0 | 0 | 0 | 0 | 2130792.9168 | 0 | 0 | 0 | 0 | 0 | 43437924.672
2038-09-01 | 0 | 0 | 0 | 0 | 4288743.0968 | 0 | 3746027.7299 | 2509472.3917 | 1850861.9159 | 0 | 0 | 0 | 0 | 0 | 0 | 0 | 1159065.7027 | 0 | 2510987.6573 | 0 | 0 | 1003125.1026 | 17068283.5969
2038-10-01 | 0 | 3151559.3984 | 2171974.1349 | 2844332.5673 | 4293963.8491 | 1018457.467 | 19775802.3273 | 6009905.2851 | 6028133.7315 | 20048.3019 | 1694838.1797 | 843724.9561 | 2059843.3027 | 5095001.4802 | 5369329.3081 | 1264502.3786 | 1036993.3019 | 1389877.3036 | 3561478.2608 | 1901841.0033 | 9249518.5451 | 4328097.3427 | 83109222.4253
2038-11-01 | 0 | 1917043.3494 | 3532140.1022 | 1830962.6893 | 1605867.8085 | 4089052.6916 | 29663118.3333 | 546682.9714 | 2274181.1203 | 58274.1103 | 0 | 0 | 3719783.6993 | 5994506.2842 | 3992760.865 | 1229180.7933 | 0 | 1168827.4694 | 611903.4878 | 14740683.032 | 9396053.3722 | 64368.6793 | 86435390.8586
2038-12-01 | 0 | 2837962.8355 | 608881.7192 | 0 | 5534021.5104 | 703162.9676 | 28848002.0331 | 4004116.1792 | 6023471.5411 | 17809.5722 | 1222387.8589 | 244443.1435 | 2365994.5448 | 178601.7015 | 7217377.679 | 0 | 458436.5437 | 0 | 2377307.0748 | 240993.0345 | 0 | 1651969.5613 | 64534939.5001
2039-01-01 | 0 | 830873.5873 | 0 | 0 | 1399018.177 | 2747097.9654 | 0 | 273139.8253 | 291145.6413 | 27653.601 | 0 | 0 | 0 | 0 | 0 | 0 | 0 | 0 | 10975.6764 | 0 | 0 | 55678.7087 | 5635583.1824
2039-02-01 | 0 | 14879441.0291 | 6766652.1828 | 11827334.0133 | 5838381.267 | 4353421.5659 | 59428466.3974 | 6889294.2089 | 5121348.1253 | 81794.1657 | 3575385.9028 | 4588303.2793 | 6277208.9558 | 6016093.4475 | 17759909.5923 | 3406179.5956 | 1046332.4919 | 1196944.5089 | 3647506.1803 | 7049607.0717 | 7901998.1414 | 1372850.5327 | 179024452.6555
2039-03-01 | 0 | 13265024.6167 | 8038329.0693 | 12637274.3021 | 6771327.0614 | 6564599.5488 | 64655009.5986 | 7288295.732 | 6964722.7675 | 86071.1709 | 736105.963 | 785711.6334 | 80347.1386 | 5851218.8571 | 18822580.0766 | 282466.278 | 1040405.0567 | 1372028.7626 | 5782446.7798 | 826282.6031 | 8541499.3704 | 3113929.5598 | 173505675.9463
2039-04-01 | 0 | 3252850.2291 | 0 | 2397418.1874 | 6806727.7173 | 2023308.6505 | 56469012.097 | 3786593.995 | 1425189.3399 | 35324.3977 | 690103.4081 | 0 | 6630694.5561 | 0 | 0 | 2938000.8748 | 1042438.94 | 1591437.9745 | 2396625.1074 | 6363400.1225 | 8676943.6279 | 3156822.4922 | 109682891.7173
2039-05-01 | 0 | 4919625.9783 | 1570397.0716 | 6029179.3271 | 7250074.8321 | 9577975.9819 | 30134708.8624 | 6841402.2533 | 6955691.5096 | 77593.7586 | 960071.1755 | 961812.4365 | 4392987.41 | 10366637.6269 | 439970.3167 | 0 | 905161.0066 | 1652241.8194 | 4913733.1644 | 7720018.6105 | 9803271.087 | 4241393.2385 | 119713947.4668
2039-06-01 | 0 | 11599551.2084 | 1462723.5262 | 3174295.9355 | 10391209.0827 | 7073112.5252 | 28586627.8798 | 4080443.244 | 5058221.6052 | 111430.9579 | 419291.3878 | 1834215.5111 | 582510.8253 | 665765.6644 | 697494.9554 | 0 | 2110254.6287 | 172546.5181 | 1783955.4601 | 1345521.6598 | 1706254.3024 | 1521689.6532 | 84377116.5312
2039-07-01 | 0 | 8077456.6891 | 2251022.8899 | 7128392.8871 | 11155759.8557 | 5664845.2908 | 43204753.1969 | 913106.5659 | 1719728.4919 | 129068.0187 | 0 | 889028.4713 | 306566.7485 | 215638.431 | 460734.0276 | 0 | 1533007.5705 | 58682.0068 | 358851.0584 | 431337.8238 | 790058.0526 | 34821.4943 | 85322859.5708
2039-08-01 | 0 | 3744225.9662 | 748066.7536 | 0 | 7416734.08 | 2750987.7415 | 11360431.4935 | 873092.3889 | 2383909.049 | 39217.3038 | 0 | 786286.1756 | 0 | 0 | 0 | 0 | 2066240.5332 | 0 | 354140.2915 | 0 | 0 | 0 | 32523331.7768
2039-09-01 | 0 | 0 | 0 | 0 | 1625777.0495 | 0 | 3862600.0911 | 2444302.9001 | 2874827.1143 | 0 | 0 | 0 | 0 | 0 | 0 | 0 | 249567.6165 | 0 | 1257033.5566 | 0 | 0 | 902306.8461 | 13216415.1742
2039-10-01 | 0 | 3477116.8816 | 734400.7287 | 1926179.7378 | 2986942.2814 | 1914231.8614 | 15115018.58 | 3165558.2141 | 3186536.8649 | 26834.9498 | 706105.2124 | 417520.0969 | 6879390.9312 | 39432.5194 | 1908871.2934 | 599470.9812 | 1627182.1354 | 3212455.6625 | 2275976.0495 | 6782244.428 | 15572123.6448 | 2545499.2704 | 75099092.3247
2039-11-01 | 0 | 2839419.1956 | 3382809.9594 | 1829291.3994 | 4425596.1088 | 4677836.4996 | 29360994.3079 | 3584744.9583 | 6149200.1759 | 44226.1639 | 674927.9602 | 586971.6529 | 0 | 5951894.7657 | 885466.5778 | 814221.384 | 8459.737 | 2504760.6105 | 3013658.6792 | 14416476.9513 | 9312080.4057 | 2499149.6189 | 96962187.1122
2039-12-01 | 0 | 6056307.9324 | 612577.0158 | 3393540.0231 | 4503337.5425 | 1929060.6488 | 18362797.0472 | 2286304.0592 | 882373.4505 | 60746.3131 | 688540.2224 | 1529488.4104 | 2340014.4336 | 3800281.4906 | 0 | 0 | 669144.2832 | 1431548.7688 | 1309652.1274 | 8412964.2629 | 16429643.8591 | 1174452.9549 | 75872774.846
2040-01-01 | 0 | 12247780.7933 | 5318757.4111 | 1981066.753 | 7830750.5551 | 6141126.7019 | 40415474.9421 | 4145733.9861 | 6591721.7063 | 65911.7169 | 2407865.2004 | 3069034.8249 | 5736627.5703 | 5915874.8264 | 12870554.8152 | 2874157.4463 | 1025779.1775 | 1149765.2181 | 2537333.1556 | 6883767.3206 | 494511.7743 | 1567792.6744 | 131271388.5699
2040-02-01 | 0 | 825961.464 | 0 | 0 | 1816765.7971 | 2746872.5585 | 44473026.8031 | 370457.0671 | 29586.56 | 62336.2766 | 0 | 0 | 0 | 0 | 0 | 0 | 0 | 115786.3398 | 1608.0137 | 0 | 0 | 11541.8103 | 50453942.6901
2040-03-01 | 0 | 13435417.3766 | 8174036.3654 | 14876795.3199 | 7369861.6567 | 4498145.1837 | 55017052.5566 | 13747072.3868 | 6935060.2014 | 74624.466 | 4383588.974 | 5338785.7184 | 6556656.551 | 6392668.1456 | 19155660.5815 | 2961912.0303 | 2134002.9559 | 1223678.8761 | 9530663.2598 | 7301010.4903 | 8081121.0801 | 2776618.5678 | 199964432.7441
2040-04-01 | 0 | 16853834.8966 | 1598309.4754 | 12715971.5253 | 9732014.3363 | 5400699.2231 | 25430008.7813 | 3041301.4852 | 7605262.6878 | 69087.2116 | 6384612.5941 | 827148.0077 | 3931321.9536 | 10017481.2688 | 126300.4367 | 294491.6727 | 0 | 2598794.8764 | 9194980.719 | 15126512.3964 | 16646592.3503 | 4142051.8288 | 151736777.7269
2040-05-01 | 0 | 7811204.6028 | 788493.6199 | 5467598.1243 | 7493156.8605 | 7172004.244 | 29094939.1396 | 6858652.3683 | 7626668.9196 | 92852.0124 | 1338233.38 | 948190.6657 | 4375825.146 | 6577945.2989 | 647342.9717 | 287438.2966 | 1707235.7117 | 1494884.0817 | 6796862.3194 | 8913362.7378 | 9778833.4764 | 4341709.217 | 119613433.1941
2040-06-01 | 0 | 9112950.7436 | 2182624.7118 | 5741410.1997 | 11449308.9145 | 8995326.8437 | 35787323.7358 | 4176126.0741 | 5084274.6339 | 120488.6722 | 583282.5076 | 1081792.8314 | 891336.0349 | 645286.4083 | 669388.4084 | 0 | 2108667.901 | 273320.0372 | 3286576.7581 | 2107092.8696 | 1745546.598 | 1928605.0325 | 97970729.9164
2040-07-01 | 0 | 10916125.9373 | 1534401.4286 | 5000635.1523 | 12699650.8602 | 7862118.9574 | 39814371.79 | 964142.8876 | 2945356.6543 | 128005.1569 | 287541.2545 | 1670820.2094 | 304677.3599 | 216389.8825 | 230391.7995 | 0 | 2534638.8159 | 58377.3175 | 915367.3355 | 453248.5446 | 1195458.9423 | 35477.0925 | 89767197.3787
2040-08-01 | 0 | 3762143.6791 | 1219377.3238 | 2175327.6102 | 9002234.9947 | 3418633.1338 | 20869650.5115 | 1152910.4943 | 2350722.4312 | 39080.6105 | 0 | 0 | 0 | 0 | 0 | 0 | 2143935.8889 | 0 | 554686.4504 | 0 | 0 | 20356.4618 | 46709059.5902
2040-09-01 | 0 | 0 | 0 | 0 | 4086665.0647 | 0 | 3880870.7461 | 2412235.4358 | 1805501.0762 | 0 | 0 | 0 | 0 | 0 | 0 | 0 | 107936.9267 | 0 | 2513125.9662 | 0 | 0 | 2006380.386 | 16812715.6017
2040-10-01 | 0 | 5160146.8725 | 2571329.0739 | 2889201.2334 | 3688092.7714 | 1256814.4726 | 21321428.9347 | 6050404.2713 | 6576843.6142 | 45550.3035 | 2262117.4155 | 1494661.1714 | 6263079.5893 | 7137605.3903 | 6588492.0261 | 1466202.1508 | 1431014.8717 | 3095150.2586 | 6309340.2389 | 18335930.5207 | 20820027.9165 | 3386078.0106 | 128149511.108
2040-11-01 | 0 | 5940520.9029 | 6267172.7079 | 1805481.754 | 4747792.1954 | 4379165.6351 | 35615703.7559 | 3808122.8463 | 7038818.3329 | 58304.6804 | 3384058.1081 | 724535.3587 | 2813904.4382 | 9851416.908 | 8439404.5627 | 2107079.0435 | 1054237.2551 | 4402017.5644 | 6332189.8204 | 25453749.0475 | 28464934.5747 | 4422097.2546 | 167110706.7465
2040-12-01 | 0 | 4425878.5737 | 9171844.2657 | 5919439.7984 | 3825209.1353 | 1599712.3142 | 21160113.9775 | 2130643.115 | 975729.1631 | 37266.4025 | 2957497.5149 | 2307107.0706 | 4851397.571 | 192092.7422 | 9450910.0787 | 1217702.0314 | 204583.0261 | 3956648.909 | 8208342.6559 | 23217451.1267 | 25889480.9761 | 4124175.1129 | 135823225.561
2041-01-01 | 0 | 4427950.8114 | 5154559.7597 | 0 | 5229129.5212 | 5476503.9828 | 39130033.554 | 3573835.8348 | 6016405.7284 | 99931.6304 | 3996055.6164 | 2786708.3571 | 0 | 0 | 603002.5407 | 575844.7512 | 1035477.9937 | 1240774.6026 | 6951431.5999 | 7280440.2403 | 8480697.7706 | 3302241.3984 | 105361025.6935
2041-02-01 | 0 | 11912348.0008 | 6842305.9599 | 11838189.439 | 3651138.0574 | 7219984.4512 | 45121745.4562 | 4183037.451 | 695507.7919 | 0 | 3731662.6656 | 0 | 6275367.7041 | 5973557.5787 | 18351238.0665 | 3381222.0509 | 327633.3262 | 1216230.3261 | 6814894.6852 | 6945232.3921 | 7856007.5115 | 2648174.5735 | 154985477.4878
2041-03-01 | 0 | 3234787.7324 | 8223965.3111 | 58348.4106 | 3872804.2494 | 133367.7956 | 58140968.3961 | 5966077.2476 | 5613792.2512 | 117734.1013 | 5546163.5532 | 4562574.9983 | 41470.9513 | 464018.4767 | 30895.4743 | 0 | 1062640.735 | 1634950.928 | 8444206.1105 | 8306197.2488 | 10555978.1538 | 3343838.7502 | 129354780.8755
2041-04-01 | 0 | 16974731.1627 | 1577632.7341 | 4935398.8018 | 10660155.8167 | 3549514.6129 | 65737790.8657 | 5902874.1566 | 5193806.3316 | 40466.7229 | 6181732.6832 | 843095.583 | 3868161.8109 | 16023502.2136 | 112932.1197 | 2925346.4864 | 1063578.2144 | 2593821.0503 | 9104811.9198 | 14267123.3355 | 17632915.5021 | 4166654.8055 | 193356046.9295
2041-05-01 | 0 | 4587413.5713 | 1809984.3553 | 3634010.6209 | 7122260.4036 | 9877615.339 | 32903936.3695 | 7224801.9295 | 8877740.2609 | 99028.9284 | 1451397.2294 | 1844660.3384 | 4636837.9909 | 4287987.0529 | 669905.9742 | 283610.9034 | 939099.3305 | 2895669.9311 | 6680927.6133 | 17365788.416 | 19213168.7651 | 5681665.6065 | 142087510.9301
2041-06-01 | 0 | 11934847.5269 | 2678186.5539 | 8009197.9089 | 15179875.46 | 12065193.17 | 43489145.6319 | 4066160.7282 | 5035663.2539 | 137888.1089 | 581956.3874 | 1073781.6319 | 604897.2377 | 662288.2733 | 698444.6656 | 0 | 3180988.4139 | 311946.1494 | 3310289.2866 | 2317063.1825 | 2074581.5554 | 2124052.3807 | 119536447.507
2041-07-01 | 0 | 8088947.8282 | 2734536.3402 | 4982789.455 | 10605063.1974 | 4969602.4078 | 44488791.6042 | 669618.3921 | 1670055.9708 | 103455.4939 | 345093.0962 | 1670780.3599 | 289560.6019 | 431522.3932 | 239467.5932 | 0 | 1748892.1937 | 203717.0572 | 916391.5719 | 1538582.292 | 1738564.2307 | 70713.4493 | 87506145.5287
2041-08-01 | 0 | 4727622.1831 | 1239393.0795 | 2204069.1675 | 7376552.6323 | 3384994.914 | 24739423.3349 | 1142907.4735 | 3669172.0764 | 39290.8876 | 0 | 0 | 0 | 0 | 0 | 0 | 3842435.1235 | 0 | 553071.8457 | 0 | 0 | 23256.854 | 52942189.5721
2041-09-01 | 0 | 0 | 0 | 0 | 1287981.5702 | 0 | 3775992.8305 | 2505951.4412 | 1685311.4826 | 0 | 0 | 0 | 0 | 0 | 0 | 0 | 1890267.7825 | 0 | 2807975.4742 | 0 | 0 | 1931839.5077 | 15885320.0891
2041-10-01 | 0 | 2339476.7382 | 731607.6418 | 2437748.4124 | 3705473.0068 | 1078314.5627 | 12043555.2208 | 3371152.7523 | 3288982.3097 | 17280.0739 | 1851029.6212 | 864652.6888 | 5760548.0071 | 2109664.6344 | 2044018.6382 | 679092.2829 | 2036755.8796 | 2889345.3325 | 5085505.6343 | 14012222.0991 | 15267191.9853 | 2937112.8494 | 84550730.3716
2041-11-01 | 0 | 4186776.4782 | 2913305.1136 | 5788764.9959 | 4523080.9576 | 4418340.9844 | 27660104.6203 | 4456655.5271 | 3329667.6178 | 67126.9825 | 1998625.1073 | 938198.2741 | 3491240.8933 | 0 | 4866965.57 | 819567.6742 | 1038242.2507 | 1422399.5471 | 5022660.5131 | 7844870.048 | 7837244.7996 | 1827957.9925 | 94451795.9474
2041-12-01 | 0 | 4743524.3928 | 0 | 4928205.1372 | 6635115.8962 | 2728397.682 | 39359975.5726 | 3371516.3096 | 4622020.0226 | 34168.9556 | 1496607.2677 | 2393940.937 | 3757556.6189 | 0 | 0 | 289349.1643 | 126423.0215 | 1114202.4856 | 3006466.4127 | 324724.8172 | 9307070.3851 | 762751.0876 | 89002016.1663
2042-01-01 | 0 | 4984486.7637 | 5571994.6158 | 1878376.5722 | 3730872.9335 | 6887038.2488 | 50440116.1962 | 5583081.5394 | 6411921.9992 | 69695.3284 | 2894003.6602 | 0 | 1853253.6438 | 4291621.2474 | 11546797.7677 | 1551945.6077 | 1033039.753 | 1157809.6112 | 3358324.7725 | 6948202.8092 | 7590805.4385 | 2604069.8732 | 130387458.3815
2042-02-01 | 0 | 13049546.8169 | 7635145.9624 | 10405292.7381 | 7019497.3268 | 4415227.7513 | 62253733.8486 | 3966533.5477 | 4978445.1809 | 109759.9091 | 4727353.6558 | 4690752.5769 | 3748327.3681 | 9806295.5015 | 18186616.6196 | 3657379.1311 | 415582.0098 | 1372659.7756 | 8705373.3051 | 9061767.7589 | 10771061.444 | 3577085.6402 | 192553437.8684
2042-03-01 | 0 | 24061297.9822 | 8234838.836 | 12749339.8577 | 9243536.4452 | 5276368.9096 | 70241630.4485 | 11192815.7239 | 8127312.5277 | 89142.0064 | 6563676.0884 | 5416650.6587 | 6509027.8415 | 7316608.6934 | 19159540.3581 | 2897889.3358 | 2177753.3889 | 2937797.9592 | 12105594.0765 | 16041230.0291 | 19805667.2781 | 5269149.0273 | 255416867.4722
2042-04-01 | 0 | 6769914.4211 | 1589163.0223 | 2603533.2404 | 6820435.9151 | 3067272.0563 | 83068795.5079 | 5747065.9931 | 2055672.0635 | 82578.9284 | 7609645.7423 | 65205.5194 | 4051306.4306 | 9962222.2942 | 145284.1739 | 283134.187 | 1076108.0619 | 1974546.2944 | 10706582.07 | 10104781.8549 | 12483891.5223 | 5183859.6006 | 175450998.8995
2042-05-01 | 0 | 4443617.1248 | 782687.5009 | 5644396.12 | 5870644.806 | 10097464.2016 | 31804749.4105 | 4194925.0659 | 7896872.0297 | 63407.2132 | 1394659.1282 | 959110.5309 | 576446.4598 | 6538169.656 | 459145.2616 | 0 | 1733301.9511 | 1626798.1756 | 6224274.7223 | 9590161.8431 | 10859700.1185 | 4369674.5745 | 115130205.8941
2042-06-01 | 0 | 11781641.7718 | 2222748.8725 | 5786202.7484 | 13194609.1366 | 9302565.2818 | 41238354.8737 | 4083083.4229 | 5375802.5223 | 176156.3057 | 614595.5483 | 1885077.4015 | 903862.737 | 660184.2766 | 703715.2508 | 0 | 3862647.6348 | 313713.5824 | 3305873.2467 | 2311000.6229 | 1935470.9807 | 3023199.5124 | 112680505.7298
2042-07-01 | 0 | 7854465.3114 | 2187200.9755 | 7160819.3668 | 11281482.9878 | 8480186.2574 | 42819364.3147 | 1091231.9942 | 2840390.2116 | 102787.2174 | 350149.4081 | 1680503.8318 | 290833.1411 | 218403.7301 | 462992.0996 | 0 | 3018151.4505 | 206254.2596 | 924941.8007 | 1562787.878 | 1829947.3807 | 70817.6483 | 94433711.2652
2042-08-01 | 0 | 4683508.2346 | 725000.8016 | 0 | 9439755.6903 | 2829089.8297 | 11082214.9669 | 1146662.7443 | 2428592.2783 | 39170.4115 | 0 | 0 | 0 | 0 | 0 | 0 | 3954240.0882 | 0 | 555506.6815 | 0 | 0 | 14778.3393 | 36898520.066
2042-09-01 | 0 | 0 | 0 | 0 | 4156439.6001 | 0 | 7695291.0425 | 2547819.77 | 1774358.3254 | 0 | 0 | 0 | 0 | 0 | 0 | 0 | 1918798.6581 | 0 | 3002344.6924 | 0 | 0 | 2164767.6808 | 23259819.7693
2042-10-01 | 0 | 3311164.9617 | 2236192.1096 | 3043486.3996 | 4323087.7316 | 1265772.8633 | 18340722.0932 | 5788124.9412 | 5965470.4633 | 18169.71 | 2114755.2769 | 1315446.369 | 6207250.5384 | 5285068.1398 | 6039307.4139 | 1178641.1345 | 1973277.9883 | 3407616.4461 | 6792218.2872 | 22122242.4149 | 25004125.8762 | 4883289.2307 | 130615430.3893
2042-11-01 | 0 | 7103743.6868 | 4302954.3892 | 6507641.5462 | 1945431.923 | 4038786.6354 | 37275791.2076 | 4033099.9982 | 7353011.6933 | 41177.5489 | 3255829.8403 | 853366.2474 | 2318811.2947 | 5453817.4104 | 4215847.2827 | 1250577.6882 | 1705221.9042 | 4592904.1682 | 7140482.3411 | 26094649.4985 | 29181747.5208 | 4000464.5267 | 162665358.3518
2042-12-01 | 0 | 4159704.7172 | 4381548.4834 | 1846655.7511 | 3752248.8852 | 1035039.742 | 29828191.1168 | 2406909.527 | 2279295.7135 | 57590.1162 | 3127996.9365 | 2046454.321 | 7054019.195 | 3936431.4998 | 6569761.2605 | 2187095.5013 | 1174071.1799 | 4121501.8043 | 8504654.8156 | 23839104.6501 | 26592056.7206 | 4332815.4154 | 143233147.3524
2043-01-01 | 0 | 11227245.2846 | 5780252.7648 | 7132499.7133 | 7672584.4232 | 6124873.8451 | 46569556.5929 | 848752.0496 | 5552256.9608 | 24214.2417 | 3522641.8384 | 3165096.9807 | 0 | 4758928.5489 | 13292181.3233 | 0 | 1403012.3366 | 1321109.7072 | 7140406.5227 | 8016777.0174 | 9338741.2693 | 3774354.4106 | 146665485.8312
2043-02-01 | 0 | 1660126.6268 | 9775591.5271 | 12207378.2439 | 6608873.6756 | 7150495.3376 | 98915446.9199 | 7281306.2973 | 1996789.4786 | 140102.7623 | 5578586.8088 | 4280418.461 | 6076151.626 | 10202904.5512 | 18517812.5987 | 3607714.2554 | 1808152.9646 | 1732493.6836 | 10197954.4218 | 10265984.6564 | 11762534.2005 | 3945022.7064 | 233711841.8035
2043-03-01 | 0 | 28969221.892 | 16294681.5618 | 15130694.4214 | 6069569.485 | 4566648.4776 | 125332023.1027 | 10163711.9284 | 12441887.226 | 113171.0195 | 7204615.909 | 5500160.7793 | 6538358.2042 | 2828037.5454 | 19058805.1104 | 2892546.3618 | 2526248.0776 | 3025228.1836 | 12843363.4932 | 17973977.6071 | 20387526.4432 | 5389087.9164 | 325249564.7456
2043-04-01 | 0 | 3784839.4508 | 818000.38 | 2520725.1417 | 12977447.9156 | 1644860.4457 | 93568042.6126 | 6102069.5882 | 4028958.0833 | 27624.9998 | 5299606.543 | 885491.5132 | 4073183.27 | 19988751.5326 | 101936.427 | 290493.8677 | 1060478.4404 | 3040598.6288 | 10633682.199 | 15899293.4138 | 19843536.6343 | 5277456.3431 | 211867077.4307
2043-05-01 | 0 | 7588109.5205 | 1563807.0959 | 6096193.7571 | 6593720.679 | 10704189.7817 | 36396727.6601 | 6906585.7145 | 8843627.7272 | 115029.1082 | 1560036.2817 | 1783694.7689 | 4361983.6807 | 609793.942 | 667037.3422 | 0 | 1907259.5648 | 1883616.8654 | 7007846.3164 | 10620307.7646 | 19848576.5625 | 5968762.536 | 141026906.6693
2043-06-01 | 0 | 12128294.6802 | 2241185.4016 | 5720621.1016 | 15770837.4435 | 11332130.3481 | 44201406.1396 | 4347366.1326 | 5268368.4711 | 144354.2494 | 629767.8643 | 1866375.5068 | 908153.3276 | 652980.1432 | 700091.5523 | 0 | 2085047.4359 | 317929.654 | 3374169.522 | 2414856.2498 | 2039968.7428 | 3296225.7105 | 119440129.6769
2043-07-01 | 0 | 10893069.5688 | 2229620.3798 | 7053163.6466 | 8725596.8044 | 8218001.0218 | 44219662.1422 | 901953.599 | 2809236.2659 | 88887.0137 | 330488.6042 | 988882.3491 | 287193.4722 | 215557.1243 | 460132.3417 | 0 | 2483839.2698 | 203545.3272 | 914425.7854 | 1541588.7454 | 1549847.3782 | 70324.6439 | 94185015.4834
2043-08-01 | 0 | 3898090.6693 | 767886.7847 | 2173236.8205 | 12108110.4387 | 3325910.954 | 25039400.8303 | 1143721.4719 | 2431682.7527 | 67914.1215 | 0 | 780692.9341 | 0 | 0 | 0 | 0 | 3262628.3516 | 0 | 555643.7726 | 0 | 0 | 23242.9052 | 55578162.8071
2043-09-01 | 0 | 0 | 0 | 0 | 1518836.2268 | 0 | 3884991.1775 | 2444110.0934 | 1664455.7864 | 0 | 0 | 0 | 0 | 0 | 0 | 0 | 1764366.4773 | 0 | 3088161.6938 | 0 | 0 | 2218974.4308 | 16583895.8859
2043-10-01 | 0 | 3485917.0701 | 2938219.6641 | 3137813.1397 | 6760415.2466 | 1292458.1558 | 25611000.2879 | 6732305.7487 | 10436570.5548 | 43916.9205 | 2134686.7344 | 1474033.9621 | 8030855.6035 | 11890447.49 | 7074245.9826 | 2037543.4292 | 2949732.175 | 4190252.4677 | 7132595.2299 | 24040022.752 | 26890084.781 | 6146817.8951 | 164429935.2907
2043-11-01 | 0 | 6963837.7958 | 3337638.6204 | 3138366.3651 | 1640995.8691 | 4024397.704 | 41039982.9957 | 4504542.9252 | 6068982.4417 | 61597.3563 | 2337856.3559 | 1916616.593 | 321681.7478 | 6063608.9071 | 6424859.7812 | 2296262.2631 | 1718691.3206 | 4997973.5468 | 7259676.9468 | 29364113.2913 | 32442457.4235 | 5242539.7508 | 171166680.0014
2043-12-01 | 0 | 5742719.4131 | 3673600.4174 | 3825887.8371 | 5352381.1984 | 752286.9747 | 31586319.6652 | 1418305.2381 | 2268089.7741 | 30428.6016 | 1335338.5583 | 0 | 4874564.0368 | 160780.4309 | 6831044.5823 | 0 | 524128.1259 | 4144385.3326 | 3835596.232 | 23375472.9294 | 26915252.0836 | 4613249.5909 | 131259831.0222
2044-01-01 | 0 | 11100738.5918 | 5656667.2889 | 8995897.5449 | 8070879.0203 | 5875517.7103 | 47947188.0463 | 6282123.7243 | 6514853.6156 | 98889.239 | 3170518.2281 | 2666137.1018 | 1841574.8035 | 4106758.4811 | 12531857.571 | 2493231.9269 | 1048938.2206 | 1498578.9456 | 5066903.0327 | 6829896.6 | 9789915.1566 | 4091144.0177 | 155678208.867
2044-02-01 | 0 | 12715225.9138 | 7675038.4262 | 2091270.4833 | 6786476.4014 | 7048847.24 | 97211680.3261 | 6988860.6136 | 5782294.563 | 112515.2037 | 0 | 4570441.3489 | 3796386.5823 | 5948729.1936 | 16771577.4657 | 3446951.8211 | 1249148.1061 | 1844351.6672 | 3865594.3343 | 6937364.1169 | 12014937.0542 | 4172395.273 | 211030086.1343
2044-03-01 | 0 | 14225041.5932 | 8090411.1664 | 12678449.8952 | 3722452.0999 | 2222461.4775 | 68346876.4727 | 6943090.4827 | 6723062.5354 | 16274.3707 | 4280050.9533 | 4722555.677 | 2750007.7575 | 6346733.8974 | 18764059.6176 | 2668591.4126 | 1051493.1861 | 1799408.2156 | 3904414.0924 | 756103.5772 | 11768582.088 | 3951270.353 | 185731390.9213
2044-04-01 | 0 | 3630001.7363 | 0 | 2630852.8855 | 4526257.2036 | 4333334.599 | 15069764.358 | 2927821.5899 | 2168862.3627 | 32894.0685 | 95030.3285 | 0 | 4025098.6884 | 0 | 0 | 283822.8955 | 0 | 1257989.847 | 1800633.8678 | 309584.9001 | 160168.0821 | 2587091.2415 | 45839208.6546
2044-05-01 | 0 | 8127948.2425 | 1619401.2104 | 6009529.0592 | 12843761.8169 | 8417138.7455 | 30408030.7906 | 6930302.0251 | 8050225.5599 | 109193.3271 | 986860.2659 | 1066055.1659 | 4381513.5111 | 10456695.3129 | 663082.626 | 293433.5978 | 1824282.8801 | 1232857.9852 | 4920382.3048 | 7687749.981 | 15816046.0731 | 2325860.4342 | 134170350.9152
2044-06-01 | 0 | 8681095.5355 | 2201980.7953 | 5282294.3091 | 12479442.8236 | 8149019.8345 | 33002824.935 | 4119450.8328 | 5284137.0735 | 142844.0247 | 428325.9695 | 1825832.0974 | 899186.9461 | 653779.7956 | 688275.2136 | 0 | 2176038.128 | 288909.5615 | 1838742.2154 | 1358729.6408 | 1723837.4861 | 1804155.3483 | 93028902.5664
2044-07-01 | 0 | 10933579.8051 | 2226038.5105 | 4911497.3106 | 10805268.2725 | 7834554.7831 | 39751483.0637 | 983230.4428 | 1487395.6894 | 104207.0179 | 138783.4874 | 1649509.6486 | 298974.9735 | 207177.2294 | 449945.5423 | 0 | 1415299.7325 | 58909.116 | 364445.9444 | 433246.422 | 1160009.5347 | 39378.239 | 85252934.7653
2044-08-01 | 0 | 827467.3414 | 0 | 2245731.491 | 7388673.9698 | 3447601.0112 | 11465508.8094 | 905554.0276 | 3612262.7774 | 40184.4728 | 0 | 0 | 0 | 0 | 0 | 0 | 2129847.9126 | 0 | 0 | 0 | 0 | 0 | 32062831.8131
2044-09-01 | 0 | 0 | 0 | 0 | 4161652.706 | 0 | 3836338.4065 | 2749881.0774 | 1638082.7263 | 0 | 0 | 0 | 0 | 0 | 0 | 0 | 1136270.3519 | 0 | 2543396.4327 | 0 | 0 | 1716226.9649 | 17781848.6658
2044-10-01 | 0 | 3277361.3818 | 2096624.9387 | 3091976.3651 | 3725286.9596 | 3089688.357 | 20085311.3933 | 6255488.3218 | 5594541.7466 | 20364.284 | 1375282.9514 | 842042.1272 | 2286443.8706 | 5471194.4331 | 3582287.5571 | 898332.898 | 1668278.05 | 2000381.1605 | 5169788.5701 | 12991121.1922 | 15217692.9637 | 4265943.5589 | 103005433.0804
2044-11-01 | 0 | 5854375.2572 | 1035639.8294 | 1517886.0069 | 3591881.8613 | 894879.739 | 25402867.603 | 500265.5544 | 1023639.3117 | 40659.1334 | 0 | 0 | 6077662.5824 | 3749765.0081 | 872848.4248 | 282327.2077 | 8333.44 | 2580439.1131 | 854656.6049 | 14730447.1452 | 17404447.4671 | 2819120.9449 | 89242142.2343
2044-12-01 | 0 | 517199.8841 | 0 | 1818623.3485 | 2737952.624 | 1211745.1956 | 24979650.017 | 3328295.773 | 4315217.8901 | 28638.4412 | 0 | 0 | 0 | 0 | 0 | 837468.0387 | 209891.4514 | 1383074.0844 | 217144.3212 | 0 | 0 | 656530.1527 | 42241431.2217
2045-01-01 | 0 | 11926250.1922 | 619093.3086 | 7255911.8909 | 6934855.4021 | 5431837.607 | 62114826.3429 | 3402548.6347 | 5485309.182 | 101790.93 | 689526.1014 | 0 | 5780743.5945 | 5960030.2386 | 0 | 0 | 1051094.2466 | 1156751.3709 | 3380388.6961 | 6985579.7927 | 7688025.9738 | 2648729.1556 | 138613292.6604
2045-02-01 | 0 | 5356265.0179 | 6846474.0621 | 2154698.6755 | 3729868.1478 | 7213903.8685 | 58952438.8122 | 7293818.9803 | 4121706.9784 | 111945.7263 | 3112445.5923 | 4786255.9799 | 0 | 4195097.5288 | 17586601.75 | 3297234.1562 | 560988.2823 | 1421010.6499 | 4566301.5979 | 0 | 9085209.6561 | 3085166.0187 | 147477431.4811
2045-03-01 | 0 | 14147658.9299 | 8301909.2601 | 12708471.9956 | 6076468.2975 | 2358019.975 | 59044023.9207 | 4170787.1104 | 5608695.5856 | 58003.7378 | 4342796.0882 | 13407.7713 | 6570548.2262 | 2336238.9489 | 31297.6713 | 2885421.3385 | 2067611.7405 | 1683862.4162 | 3710877.5673 | 7249874.5145 | 11031000.9497 | 3619380.189 | 158016356.2342
2045-04-01 | 0 | 3476422.386 | 795458.255 | 2710235.3934 | 9644585.3874 | 4159970.8726 | 73314614.1424 | 6412290.8879 | 4526908.5673 | 32282.5084 | 4472512.8812 | 5492549.6262 | 3958555.5039 | 6103142.0059 | 134707.7436 | 0 | 0 | 1715864.362 | 4585515.1759 | 6805028.2787 | 9994520.8046 | 4531083.6338 | 152866248.4163
2045-05-01 | 0 | 8231344.1363 | 1557895.5243 | 6220191.3037 | 10667316.4665 | 10506693.1842 | 41365917.4474 | 9379501.655 | 6873837.235 | 111830.1661 | 2095461.0141 | 973255.3292 | 4354116.0844 | 10240048.1475 | 662758.1091 | 282872.7904 | 1820616.1244 | 2877255.2126 | 5019146.8069 | 7784940.9626 | 19244376.1393 | 5737705.3409 | 156007079.1799
2045-06-01 | 0 | 11797456.4151 | 2216087.5421 | 5877061.1303 | 13103158.4269 | 10734777.6989 | 35680722.0126 | 4336258.2462 | 5322123.1652 | 143739.0803 | 586456.7606 | 1889878.2473 | 885679.9156 | 649296.4145 | 673774.763 | 0 | 2125854.9557 | 318907.1179 | 1764637.566 | 2339004.6704 | 2004293.3033 | 2138362.9352 | 104587530.367
2045-07-01 | 0 | 8575068.6921 | 1500338.8693 | 7104072.1069 | 9850517.5447 | 8372078.0139 | 43786372.8329 | 793368.8314 | 2760959.2313 | 117866.0649 | 231047.8508 | 1002457.9673 | 296570.1069 | 210542.9736 | 229352.9357 | 0 | 2661433.538 | 146658.8774 | 355517.2988 | 1060894.7865 | 1783165.1763 | 59483.6822 | 90897767.381
2045-08-01 | 0 | 3776895.1204 | 747478.3784 | 2136036.9961 | 11936211.9525 | 3437506.1484 | 20686670.2831 | 1403933.6993 | 2337628.3175 | 40150.2121 | 0 | 770041.7462 | 0 | 0 | 0 | 0 | 2057859.5532 | 0 | 365751.5457 | 0 | 0 | 22534.4582 | 49718698.4112
2045-09-01 | 0 | 0 | 0 | 0 | 1681541.1206 | 0 | 3857677.3448 | 2477910.3602 | 3353385.4328 | 0 | 0 | 0 | 0 | 0 | 0 | 0 | 203045.0101 | 0 | 2505719.9594 | 0 | 0 | 2014711.8671 | 16093991.095
2045-10-01 | 0 | 2812807.1847 | 1494738.9851 | 2407356.8766 | 4574297.0404 | 1108279.3964 | 14681333.4652 | 3340725.303 | 4078087.5866 | 17225.3533 | 1764832.8088 | 906798.0294 | 5837467.0229 | 1300420.1023 | 1986749.3161 | 1029248.082 | 1081050.1274 | 2895850.4167 | 2283151.9619 | 15978639.8695 | 18096922.7193 | 3481587.1686 | 91157568.8164
2045-11-01 | 0 | 3701392.1296 | 1213831.0455 | 3568088.2255 | 1743087.0434 | 3477899.4753 | 18411713.1293 | 2952970.1628 | 1565549.2139 | 51969.0959 | 1118041.8034 | 0 | 2474200.6475 | 0 | 2855270.7597 | 1172877.7537 | 1046570.5003 | 3823864.3039 | 3290458.1473 | 6350761.743 | 7146397.8342 | 1813679.0458 | 67778622.0599
2045-12-01 | 0 | 6093547.8611 | 4697618.8616 | 7359538.7223 | 5919951.1149 | 3347492.3682 | 31094165.0266 | 1405041.2612 | 7298789.1733 | 19328.3163 | 2243938.7074 | 0 | 0 | 0 | 9386910.8524 | 0 | 8443.862 | 48813.3389 | 885919.4781 | 14872069.0124 | 16386787.8847 | 2038482.0948 | 113106837.9362
2046-01-01 | 0 | 11099644.7274 | 657291.1355 | 1953395.094 | 6172467.7586 | 3914174.5377 | 68384517.3281 | 5982068.7308 | 6533760.8777 | 98475.3684 | 2786931.3308 | 2745825.2032 | 5399749.4116 | 8264083.5395 | 14066525.9468 | 2794208.5226 | 1053189.9888 | 1252653.1357 | 4913976.1389 | 6805909.3236 | 9136966.3169 | 3415703.7079 | 167431518.1244
2046-02-01 | 0 | 12178035.9333 | 5904612.2204 | 10715452.2895 | 5485102.2848 | 4610488.6456 | 55693439.1194 | 6697216.2675 | 1077146.394 | 74275.5831 | 716556.5815 | 765869.2861 | 0 | 5941604.7449 | 893135.6822 | 0 | 674402.9019 | 1419702.9748 | 3931623.3596 | 575528.8909 | 10776785.9842 | 3580311.6686 | 131711290.8125
2046-03-01 | 0 | 15081140.378 | 8274579.2743 | 12521589.0869 | 6042497.2772 | 6284472.4624 | 103680284.6133 | 6929098.8297 | 5820717.6929 | 58766.8429 | 3590440.772 | 4623157.1503 | 6489293.4735 | 1951991.488 | 19096658.246 | 2888806.9178 | 1055140.9501 | 1632096.0589 | 5384245.872 | 7183558.5742 | 10768264.7315 | 4762134.884 | 234118935.5756
2046-04-01 | 0 | 3477653.544 | 773833.1963 | 2631025.2597 | 7258045.1491 | 1602104.9103 | 71124490.2951 | 3632235.9725 | 8731971.2209 | 68884.0277 | 795568.6018 | 840120.1047 | 3931252.3395 | 9905829.9695 | 143761.0538 | 2633843.4753 | 1030276.7017 | 2631670.3268 | 1809613.2677 | 6821442.7208 | 16914330.4908 | 4298723.2357 | 151056675.8634
2046-05-01 | 0 | 7836079.5906 | 1580946.9893 | 5560778.718 | 6680921.5248 | 10071280.4743 | 31947300.7762 | 6446117.8698 | 3755364.5268 | 96167.6119 | 1110817.4 | 966249.2306 | 4329854.7755 | 216695.0557 | 456812.2349 | 288512.8295 | 1898346.7681 | 1771499.106 | 4910339.5366 | 9238105.6298 | 10891744.9914 | 4582867.7725 | 114636803.4123
2046-06-01 | 0 | 8461669.0663 | 1522114.1568 | 5670363.3017 | 13720700.2155 | 9035141.1797 | 34963232.4329 | 4239039.8839 | 5384591.1966 | 147148.3963 | 529125.6348 | 1827312.6795 | 601535.0176 | 668318.2406 | 690236.1524 | 0 | 2095831.0654 | 285765.8816 | 1761207.9814 | 2125389.0765 | 1772788.3637 | 1987885.8683 | 97489395.7918
2046-07-01 | 0 | 11627380.147 | 2201627.4419 | 4907389.1173 | 11096334.9768 | 4970307.5538 | 39501146.8779 | 753455.9774 | 1808209.299 | 89322.8498 | 228866.7308 | 877357.0864 | 311909.7675 | 220236.2978 | 224769.6588 | 0 | 1220910.795 | 163892.1726 | 359692.9856 | 1184833.8511 | 1433294.1274 | 62324.5311 | 83243262.245
2046-08-01 | 0 | 4612117.8682 | 759597.9451 | 2140812.8973 | 8755670.0561 | 6205322.2492 | 21084012.8467 | 1302443.3289 | 3638477.4575 | 54511.1193 | 0 | 0 | 0 | 0 | 0 | 0 | 3181329.1708 | 0 | 0 | 0 | 0 | 14903.0753 | 51749198.0144
2046-09-01 | 0 | 0 | 0 | 0 | 4566672.595 | 0 | 7596742.7641 | 4629219.0366 | 3314733.207 | 0 | 0 | 0 | 0 | 0 | 0 | 0 | 107701.8546 | 0 | 2569025.4372 | 0 | 0 | 2089100.0164 | 24873194.911
2046-10-01 | 0 | 3160401.7853 | 1444209.227 | 3188181.4625 | 2553710.4734 | 2473990.9403 | 18521895.1818 | 3798315.7935 | 5254619.6439 | 22892.6391 | 1571078.0531 | 859142.1526 | 2362244.6857 | 6806186.9421 | 3612863.3369 | 1474172.2346 | 1354082.7368 | 3748038.3404 | 2392244.862 | 15347255.0895 | 23636864.6334 | 4552555.5564 | 108134945.7704
2046-11-01 | 0 | 3281653.1842 | 3694568.6363 | 0 | 4435647.0537 | 3452214.4115 | 23267131.422 | 1604944.0395 | 150185.0926 | 47058.7063 | 1252961.4892 | 1440696.426 | 6635285.901 | 5247638.4929 | 894079.474 | 835772.6352 | 8651.5933 | 4035176.8814 | 2281100.0394 | 24817891.4041 | 26470243.6527 | 4067885.0719 | 117920785.6069
2046-12-01 | 0 | 6774343.0391 | 4225219.7915 | 6182035.3496 | 5348284.7719 | 1133472.4663 | 28980098.1396 | 5480794.4979 | 6138063.2468 | 61635.655 | 2437053.1249 | 148496.7481 | 0 | 0 | 0 | 0 | 549413.5821 | 2721753.0843 | 3359782.7649 | 15617086.19 | 17404840.4954 | 3140238.0179 | 109702610.9656
2047-01-01 | 0 | 11891190.0899 | 5069573.8475 | 9158812.9604 | 7799282.1333 | 5792300.4279 | 47112653.7161 | 4390419.7936 | 6648259.8689 | 64671.4481 | 3270902.2595 | 2777507.229 | 5338424.8244 | 5952287.5332 | 12309595.4505 | 2791720.4277 | 1045158.7999 | 1451410.4027 | 3337258.3657 | 7481691.0533 | 9089128.2138 | 3820735.6621 | 156592984.5073
2047-02-01 | 0 | 11176662.4052 | 7743556.4418 | 2256929.5959 | 2765189.1186 | 4296476.5896 | 55122687.3646 | 3660781.1222 | 991307.0873 | 34971.2211 | 0 | 4113493.7864 | 0 | 4171030.5918 | 17273624.5611 | 0 | 1024130.2609 | 1690665.2534 | 1523452.8704 | 7042200.8794 | 10824230.7205 | 3726112.2022 | 139437502.0722
2047-03-01 | 0 | 14414980.8115 | 8062934.3765 | 12454891.1961 | 6523787.3952 | 5163113.8046 | 56501077.8238 | 6725689.7895 | 5673213.7124 | 86517.7362 | 4264591.1921 | 5409578.2731 | 6510612.8816 | 1420970.5724 | 19453890.4278 | 2927645.6487 | 1045343.3017 | 2629393.7501 | 5828177.1174 | 8007480.079 | 9798476.8655 | 4504443.7671 | 187406810.5221
2047-04-01 | 0 | 6824180.0616 | 784205.597 | 2865194.6633 | 10314356.892 | 4149048.9772 | 82670480.0519 | 6162449.507 | 8880096.6635 | 92765.074 | 798307.7832 | 815733.9829 | 4115948.4427 | 16585457.8529 | 252187.4422 | 284552.9103 | 1071166.326 | 2986042.2705 | 6047963.3935 | 15300031.9411 | 19074996.6371 | 4995541.4643 | 195070707.9344
2047-05-01 | 0 | 7867369.2334 | 2365168.5111 | 5754216.077 | 11728377.0298 | 8671895.3503 | 44332842.3672 | 7041446.1271 | 7617408.3835 | 101514.576 | 2071446.9307 | 1829939.017 | 4374066.125 | 10624125.723 | 675738.0143 | 292312.0909 | 1810786.0149 | 2958972.9137 | 7920398.9737 | 17816195.7418 | 19134232.9414 | 5965775.1049 | 170954227.2467
2047-06-01 | 0 | 8719730.8664 | 1471279.9469 | 5816163.2076 | 11454448.1702 | 11531005.2964 | 45982982.7227 | 4140479.6991 | 6456672.1218 | 143276.642 | 588132.6797 | 1065072.7036 | 902889.0642 | 667952.4763 | 691904.0335 | 0 | 2139896.4965 | 317682.1153 | 3282423.0281 | 2354144.5293 | 2007532.2829 | 2135975.5572 | 111869643.6397
2047-07-01 | 0 | 11487291.4315 | 2204268.3394 | 6992966.299 | 10994135.1615 | 5625615.2993 | 49835187.3477 | 1126991.1041 | 1239722.4699 | 115969.3521 | 290560.0127 | 1693480.2429 | 286280.6179 | 210729.6569 | 220736.7252 | 0 | 2439845.1239 | 204529.1012 | 917142.2298 | 1552754.939 | 1480438.3647 | 70936.9826 | 98989580.8012
2047-08-01 | 0 | 3682907.2477 | 712083.4783 | 2151802.8556 | 9868219.9568 | 3378736.116 | 27433697.5135 | 1078539.6944 | 3509244.3953 | 39975.5151 | 0 | 0 | 0 | 0 | 0 | 0 | 2063460.8478 | 0 | 552775.0991 | 0 | 0 | 23235.6509 | 54494678.3706
2047-09-01 | 0 | 0 | 0 | 0 | 2186941.3792 | 0 | 7720338.8327 | 2496674.1992 | 3338888.4943 | 0 | 0 | 0 | 0 | 0 | 0 | 0 | 211066.9143 | 0 | 2648897.7214 | 0 | 0 | 2539077.1263 | 21141884.6674
2047-10-01 | 0 | 2720917.2435 | 1831995.5955 | 3362419.6452 | 4948590.6879 | 1282836.2795 | 18382530.6815 | 6628191.8845 | 5291534.1296 | 36275.1586 | 1792019.4851 | 1027106.6705 | 6841862.3205 | 5130312.5888 | 5132008.6211 | 1569281.3196 | 1486294.3242 | 3281233.8768 | 6239413.1595 | 20636696.871 | 21449023.3574 | 4680605.8393 | 123751149.7395
2047-11-01 | 0 | 7443187.4736 | 3308258.6495 | 3449526.3957 | 3056747.4524 | 4507533.6118 | 38374448.6392 | 4485165.2144 | 6809227.0881 | 55940.105 | 2031571.6653 | 629157.5631 | 2831893.02 | 6025541.3392 | 3771482.7002 | 1526707.7058 | 1033821.5049 | 4489365.2432 | 6152449.1613 | 25205157.4917 | 28856918.576 | 4232453.7351 | 158276554.3355
2047-12-01 | 0 | 4466821.5519 | 2929566.2257 | 3575295.0635 | 4851577.1578 | 1846767.8143 | 29598038.0679 | 2092907.3234 | 1274111.8967 | 0 | 2007266.3999 | 1978234.7887 | 3740088.4018 | 185044.8504 | 7272971.1529 | 981982.9966 | 122881.5511 | 3892471.9698 | 5677005.6609 | 21368484.6437 | 25036079.9552 | 4171222.2498 | 127068819.722
2048-01-01 | 0 | 2071280.3616 | 0 | 0 | 5251154.8747 | 3647354.4835 | 33736732.7935 | 273022.3562 | 296422.404 | 75992.0831 | 0 | 0 | 1564147.5552 | 0 | 0 | 0 | 0 | 1273614.1214 | 6212573.773 | 7327643.763 | 8055494.9376 | 3498421.4042 | 73283854.9112
2048-02-01 | 0 | 9457530.221 | 7063002.1693 | 11321967.8846 | 2747903.919 | 4503569.6065 | 46776278.5276 | 6876392.6621 | 2411625.3744 | 47316.8512 | 3418951.0992 | 0 | 0 | 0 | 0 | 0 | 592406.2867 | 96370.4523 | 3536656.1566 | 598040.4572 | 644736.1339 | 1317590.02 | 101410337.8215
2048-03-01 | 0 | 17254618.876 | 8062680.6618 | 12520856.5076 | 9205352.5019 | 5082616.3251 | 58091151.4833 | 7178691.7548 | 9449062.9668 | 85474.7967 | 4343970.3363 | 5463896.6201 | 6519249.6187 | 7345230.3549 | 19029547.7956 | 2962042.4747 | 2118426.0463 | 1391145.8595 | 10407065.9278 | 8255932.8375 | 7970322.9467 | 4142522.4974 | 206879859.1896
2048-04-01 | 0 | 3481035.8691 | 1560102.8164 | 2568238.8898 | 6848591.5274 | 2445447.6452 | 83438003.9932 | 3541284.043 | 4543993.4176 | 65829.8676 | 6320470.774 | 5471375.6005 | 3856728.3933 | 12098286.759 | 18824207.3582 | 2974373.2624 | 0 | 2985569.9716 | 10136416.9347 | 10901433.5873 | 19021404.2153 | 4896659.2597 | 205979454.1852
2048-05-01 | 0 | 8236989.2294 | 1581375.5171 | 6168728.7647 | 9663807.0516 | 11059659.2177 | 34498828.7844 | 6726047.8619 | 6640733.9001 | 111924.4281 | 1428527.9552 | 958180.1747 | 4676646.6032 | 4309753.7506 | 673651.9342 | 286982.0583 | 2689225.4028 | 2845194.5554 | 6964122.6408 | 16856521.2529 | 18385976.5224 | 5522125.6416 | 150285003.2473
2048-06-01 | 0 | 7835890.5306 | 2233936.915 | 5440627.0516 | 12239209.2713 | 8424279.2183 | 49623614.7051 | 4206633.3384 | 5046710.568 | 121994.8579 | 553175.3538 | 1092291.3806 | 589725.7801 | 437677.2145 | 454313.2284 | 0 | 1050686.4196 | 245626.5569 | 2902650.9346 | 2179574.9883 | 1819081.3423 | 1871724.1207 | 108369423.7759
2048-07-01 | 0 | 11819138.5702 | 2679626.006 | 4828297.812 | 8961107.9416 | 7890093.5538 | 52648759.7329 | 766202.2424 | 1707081.9726 | 116066.5959 | 285474.6727 | 1677308.3605 | 289391.1843 | 216866.8342 | 230559.8142 | 0 | 2696886.5816 | 201867.0599 | 907638.4672 | 1527931.2791 | 1744721.7493 | 69531.6067 | 101264552.037
2048-08-01 | 0 | 839349.6148 | 1253309.2241 | 2203147.5697 | 9049953.2298 | 3339097.4611 | 32737736.9864 | 1107067.0023 | 3554081.25 | 39582.7125 | 0 | 0 | 0 | 0 | 0 | 0 | 2085050.081 | 0 | 560297.5237 | 0 | 0 | 23484.2474 | 56792156.9027
2048-09-01 | 0 | 0 | 0 | 0 | 4266082.9796 | 0 | 7708865.8842 | 4961182.5446 | 3479828.4352 | 0 | 0 | 0 | 0 | 0 | 0 | 0 | 208605.3091 | 0 | 2912324.0301 | 0 | 0 | 2361363.4543 | 25898252.6372
2048-10-01 | 0 | 2999763.404 | 1463147.1676 | 2325147.7564 | 3003934.0936 | 1116046.9906 | 12801397.3572 | 3339978.8755 | 4040126.6979 | 20898.0085 | 1823992.1577 | 844313.8815 | 6446366.2329 | 1324714.5606 | 3571818.4886 | 1148110.9472 | 967517.0685 | 3925929.3001 | 6460451.7579 | 16264007.4713 | 17065432.749 | 4103543.8503 | 95056638.8169
2048-11-01 | 0 | 9311128.8402 | 3770053.6222 | 5773221.6795 | 4563112.1595 | 4436233.0648 | 36465684.3178 | 4575995.4101 | 6843951.7326 | 57500.0307 | 3222413.3601 | 0 | 3252275.7239 | 5902486.8592 | 887319.0966 | 826024.0915 | 1435853.526 | 4090129.7659 | 6023832.1079 | 25090573.2985 | 27838625.7296 | 4019861.22 | 158386275.6367
2048-12-01 | 0 | 7755564.6506 | 3990084.3109 | 1807061.5066 | 5495013.2402 | 1150268.4891 | 55046669.1736 | 2274064.7725 | 572792.8528 | 36936.762 | 2815486.762 | 0 | 4997261.7858 | 0 | 0 | 1616639.5753 | 2078133.9992 | 3768434.3715 | 7964417.1334 | 21664497.4947 | 24200798.7999 | 3747627.7702 | 150981753.4504
2049-01-01 | 0 | 5164649.6272 | 660914.078 | 5821744.4135 | 6586313.1335 | 5809286.0442 | 45558166.9969 | 6695189.3098 | 6354805.4844 | 108814.362 | 2139462.036 | 3153222.7336 | 3725597.2668 | 0 | 0 | 633863.6 | 0 | 1643877.9055 | 3308026.5552 | 6958940.5448 | 9409465.1869 | 4119961.7884 | 117852301.0668
2049-02-01 | 0 | 10836289.6099 | 6566689.6668 | 12036668.6785 | 5544127.1349 | 7166491.2639 | 93489272.8211 | 7029895.7867 | 2952749.3406 | 109757.9623 | 695139.7339 | 0 | 2383513.5395 | 5912397.8939 | 887945.1873 | 3511758.1045 | 1123675.3197 | 1595616.5821 | 4124728.2612 | 7833102.8826 | 8991851.9159 | 3444321.6005 | 186235993.2857
2049-03-01 | 0 | 16775620.3461 | 9005807.546 | 12525519.5042 | 8916366.6782 | 3838494.6239 | 122783055.3996 | 7502344.7453 | 9966071.7004 | 57678.2737 | 4363247.5398 | 5482074.9092 | 6524007.5905 | 5203317.3101 | 19162503.8117 | 2933406.1328 | 2095179.3581 | 2959449.7585 | 5255250.0125 | 15379055.339 | 19076091.2959 | 5190553.1924 | 284995095.0679
2049-04-01 | 0 | 13885712.9299 | 779963.9056 | 5346300.4052 | 7429686.3251 | 3199536.591 | 93158187.2461 | 5718115.081 | 2257302.0746 | 58896.0192 | 6796967.3671 | 835167.2898 | 4071219.4058 | 9724467.3192 | 18944670.1962 | 293940.5759 | 0 | 3048357.3795 | 3467740.5611 | 17789186.8603 | 19797361.9917 | 5149196.5504 | 221751976.0747
2049-05-01 | 0 | 7883590.0164 | 2519025.2734 | 3286192.9864 | 10991178.0647 | 8598396.794 | 37193062.8106 | 6837932.5576 | 7808659.0703 | 87438.2649 | 1579966.4952 | 955168.2568 | 4513486.6007 | 10758597.4768 | 678819.3525 | 284796.1879 | 1697287.4509 | 3013263.4492 | 4929304.9902 | 18181291.8526 | 19564220.9346 | 5917767.2137 | 157279446.0994
2049-06-01 | 0 | 8839616.3119 | 2764910.4845 | 5773431.2617 | 11157046.6719 | 10879577.0777 | 52610450.9734 | 4356895.1412 | 6343964.666 | 147793.4213 | 616951.0346 | 1923119.147 | 599245.0934 | 647475.1763 | 691169.4816 | 0 | 2203636.8803 | 326369.2529 | 3277458.1464 | 2395518.4005 | 2106356.1369 | 2185421.8735 | 119846406.6329
2049-07-01 | 0 | 10916056.5541 | 2734240.1317 | 7168413.7099 | 11028772.3072 | 8481699.8348 | 55947677.1703 | 1147740.9817 | 1268346.9501 | 87759.0578 | 346644.5869 | 1766009.9071 | 597000.3728 | 209941.4855 | 223381.6828 | 0 | 2558816.2945 | 205573.7918 | 906130.7771 | 1557423.5633 | 1768334.6531 | 69810.5429 | 108989774.3554
2049-08-01 | 0 | 4525947.7967 | 1246209.425 | 2236735.9707 | 10189415.7163 | 3413872.3648 | 34017316.3766 | 1136439.6148 | 3526864.6595 | 54174.4717 | 0 | 0 | 0 | 0 | 0 | 0 | 3701624.3458 | 0 | 555263.8278 | 0 | 0 | 23353.2747 | 64627217.8444
2049-09-01 | 0 | 0 | 0 | 0 | 1312737.0014 | 0 | 8288982.1135 | 2451510.0908 | 3156523.1051 | 0 | 0 | 0 | 0 | 0 | 0 | 0 | 1864105.0006 | 0 | 3123167.2624 | 0 | 0 | 2410899.4825 | 22607924.0564
2049-10-01 | 0 | 3490303.6181 | 2375024.3981 | 3101032.4493 | 2981114.5474 | 1279616.4848 | 22076555.4327 | 6228713.1348 | 5541644.9814 | 20847.4279 | 2260879.4355 | 1485310.4276 | 7729129.2824 | 1305992.4741 | 4311016.9277 | 981346.5431 | 1963114.69 | 3626291.9653 | 6668261.4951 | 22715314.075 | 23588068.5677 | 5556174.1539 | 129285752.512
2049-11-01 | 0 | 6194139.3375 | 3743294.4226 | 1972964.1907 | 5542241.7417 | 3461132.858 | 36676332.5646 | 1351041.3094 | 5749374.7713 | 62172.3419 | 2295118.7971 | 760338.139 | 0 | 8853864.5662 | 0 | 1473818.5802 | 1640772.2167 | 4961278.3894 | 5682075.2118 | 28563505.8512 | 31942719.0137 | 5174248.6273 | 156100432.9302
2049-12-01 | 0 | 2583123.0424 | 8985597.1823 | 1810011.7064 | 7165076.5077 | 1060368.7295 | 59543749.6221 | 5178402.7506 | 2135864.6629 | 27428.4834 | 2717398.1439 | 1955438.8548 | 7307738.0723 | 184823.2838 | 8652205.516 | 0 | 929873.9951 | 3800590.5249 | 6333885.3032 | 21826985.244 | 24897048.1239 | 4136094.3067 | 171231704.0559
2050-01-01 | 0 | 8380666.9378 | 0 | 8617200.8751 | 3138305.1942 | 6649637.4994 | 46349925.7883 | 3667015.005 | 6649311.0029 | 93904.2371 | 2133628.2382 | 3029178.4062 | 0 | 5885607.8744 | 0 | 2293542.6287 | 1026486.0081 | 1682099.7792 | 2531511.1863 | 7489813.4197 | 10767033.7827 | 4524620.6561 | 124909488.5194
2050-02-01 | 0 | 13323618.8345 | 6690941.5756 | 12190285.4712 | 6693274.2328 | 8461326.0402 | 104431722.5575 | 4369331.8901 | 785366.522 | 111941.4587 | 3602290.2308 | 4263141.6143 | 6184459.0493 | 3787148.5227 | 16147964.583 | 3556277.9357 | 620509.4898 | 1818964.9296 | 5537563.3597 | 9171881.1041 | 10977874.7995 | 3920634.8969 | 226646519.0978
2050-03-01 | 0 | 14303248.6308 | 8150806.5048 | 12890221.1058 | 6855296.9556 | 2490930.1715 | 126292784.7883 | 13016020.2144 | 8950108.1846 | 62073.8149 | 5632014.2685 | 5466401.0702 | 6577176.673 | 3393671.8925 | 18924796.4526 | 2880169.855 | 2099716.2219 | 2943583.939 | 5864071.3863 | 10099857.7377 | 10809449.8455 | 5002114.4501 | 272704514.1629
2050-04-01 | 0 | 17059228.6356 | 8291167.7172 | 5386746.6762 | 12605610.5994 | 7171510.295 | 95263716.3248 | 4119209.4142 | 8999158.0826 | 103639.3175 | 5271958.9234 | 879900.1498 | 4165885.7478 | 15890432.4835 | 277279.0739 | 291168.3755 | 1046372.1863 | 3108688.3024 | 4850887.3371 | 14222551.0696 | 19757403.7257 | 5200163.8011 | 233962678.2389
2050-05-01 | 0 | 8185234.6208 | 2336622.2521 | 6053443.044 | 7836932.7525 | 8767821.2263 | 46923567.2878 | 7213982.7214 | 7502110.9588 | 115518.6361 | 1181482.1419 | 1739692.849 | 4463950.6471 | 10332608.3576 | 454008.4948 | 285963.3674 | 1869945.6463 | 3079300.9166 | 5845034.5945 | 17354759.9609 | 19974283.573 | 5948705.9108 | 167464969.9601
2050-06-01 | 0 | 12292122.3729 | 1498796.8302 | 5898950.2815 | 15427291.7579 | 9145460.4756 | 48456867.704 | 4164927.6465 | 5170994.2249 | 121876.6585 | 583696.6578 | 1060738.1309 | 902286.0619 | 669152.1343 | 934386.7842 | 0 | 2146136.9221 | 327430.2322 | 3261144.2167 | 2391085.874 | 2072146.5571 | 2143655.1525 | 118669146.6757
2050-07-01 | 0 | 8148251.1015 | 2195040.602 | 5035632.9889 | 9653060.7829 | 7899716.769 | 55500506.7647 | 1009722.8395 | 1578707.7216 | 117770.0762 | 303621.7955 | 1754098.1505 | 300648.6293 | 207494.2957 | 225511.2217 | 0 | 1323317.1785 | 204183.0549 | 917411.9472 | 1537921.6498 | 1556761.2602 | 70616.0858 | 99539994.9153
2050-08-01 | 0 | 3859422.9052 | 735940.6088 | 2195869.9331 | 11609046.589 | 3394404.6787 | 31237473.1605 | 1142435.0187 | 3547873.1376 | 39687.2 | 0 | 0 | 0 | 0 | 0 | 0 | 3274732.1253 | 0 | 559933.7185 | 0 | 0 | 22673.7439 | 61619492.8194
2050-09-01 | 0 | 0 | 0 | 0 | 1738099.1403 | 0 | 8116806.3764 | 2694943.2844 | 1687834.3636 | 0 | 0 | 0 | 0 | 0 | 0 | 0 | 112379.2955 | 0 | 3171668.9821 | 0 | 0 | 2311957.6052 | 19833689.0475
2050-10-01 | 0 | 2556903.1168 | 752690.5658 | 2260868.9833 | 2385635.8739 | 1099960.2678 | 15038460.3026 | 3313051.2086 | 7708704.4835 | 38129.2437 | 1618078.732 | 836804.8771 | 6777110.8471 | 617473.3631 | 94849.0996 | 1105256.0404 | 1413408.0356 | 3434234.3295 | 6371452.7634 | 16995235.4791 | 17450222.5107 | 3543623.8353 | 95412153.9591
2050-11-01 | 0 | 1782457.6492 | 0 | 1829516.0869 | 4187876.3024 | 4567662.8979 | 33802348.9569 | 3612407.7964 | 4136.7113 | 42762.2764 | 710163.6102 | 0 | 0 | 0 | 5267054.5375 | 1460673.0437 | 8453.0425 | 4125054.5497 | 4224977.9228 | 22867171.1031 | 26153025.2132 | 3717561.0357 | 118363302.7359
2050-12-01 | 0 | 7782530.8662 | 4051855.8317 | 3435281.2989 | 4850883.0225 | 2719271.0158 | 30443925.7826 | 2536372.6052 | 7128104.1086 | 39724.4673 | 1317218.3853 | 1604430.5382 | 7001060.8955 | 162730.6001 | 874258.232 | 1396639.7419 | 487578.3336 | 3585674.2809 | 4593198.4581 | 18837164.9079 | 23313246.6793 | 3874875.4688 | 130036025.5205
2051-01-01 | 0 | 5226503.9235 | 0 | 9500193.7397 | 4921116.92 | 1533666.2993 | 39511868.024 | 3758462.7303 | 3536199.328 | 73528.1373 | 0 | 3501250.3434 | 0 | 4757304.0293 | 10889519.3851 | 0 | 1033373.8052 | 1561716.8188 | 3209680.3638 | 7874776.1583 | 10285526.1478 | 4359757.1958 | 115534443.3496
2051-02-01 | 0 | 0 | 0 | 0 | 2022176.8471 | 5320807.4375 | 3669972.6016 | 888718.9491 | 55239.6676 | 0 | 0 | 0 | 0 | 0 | 0 | 0 | 0 | 1415792.7194 | 1478.9429 | 569770.9592 | 9177544.3277 | 3225531.18 | 26347033.632
2051-03-01 | 0 | 14001206.2398 | 8191359.1007 | 12777530.0126 | 6373628.8951 | 6528748.806 | 55197926.043 | 7084190.8796 | 6964524.8032 | 89748.5779 | 4408728.8273 | 4564886.2412 | 6628099.7827 | 1491846.3026 | 19131194.1627 | 2892958.5252 | 2104090.6888 | 1189137.9872 | 4047351.1963 | 7287345.2903 | 837896.2002 | 1401457.801 | 173193856.3636
2051-04-01 | 0 | 6959304.7413 | 806421.354 | 5297045.3045 | 10217096.2451 | 2735764.7359 | 83723118.1054 | 9126361.1136 | 5206476.6231 | 81123.8174 | 783951.8035 | 838499.4465 | 4051676.9953 | 9895437.8492 | 151326.7542 | 284433.0144 | 0 | 2463940.6881 | 7160341.2159 | 6763488.5626 | 14676929.1302 | 4028788.2198 | 175251525.7198
2051-05-01 | 0 | 4533759.7091 | 1599154.2654 | 5457811.1264 | 10179500.5201 | 8366625.7 | 35853907.6932 | 6744484.024 | 7724790.1356 | 110342.0515 | 961817.8031 | 1838704.1824 | 4449194.5506 | 10397112.8655 | 668968.934 | 293169.9299 | 1709214.6387 | 2898855.2873 | 4945107.0946 | 7921951.9559 | 18535464.8625 | 5690824.6007 | 140880761.9307
2051-06-01 | 0 | 12007867.0983 | 1477832.383 | 5661792.4032 | 13271103.8964 | 11592526.8136 | 45405540.0161 | 4423864.8107 | 5258044.2255 | 145767.7273 | 424562.5043 | 1010022.191 | 911668.7515 | 630242.0063 | 466839.8203 | 0 | 3237801.7614 | 313121.2835 | 1820085.2397 | 2268310.7552 | 1981661.1621 | 3097290.712 | 115405945.5613
2051-07-01 | 0 | 11039654.5208 | 2297843.6764 | 7179589.9663 | 9824120.7701 | 5701084.4429 | 51657816.8777 | 1059675.9636 | 2712088.4773 | 89124.2201 | 143320.7499 | 1730265.184 | 307075.1195 | 213558.2112 | 457317.9334 | 0 | 985179.0474 | 206473.2313 | 369347.4309 | 1203621.8505 | 1468501.8695 | 71278.9781 | 98716938.5207
2051-08-01 | 0 | 3808566.9327 | 768780.5136 | 2152338.6796 | 11882185.4839 | 3406330.9537 | 32035582.953 | 1134154.9907 | 2346970.1746 | 66810.2464 | 0 | 0 | 0 | 0 | 0 | 0 | 3173367.9071 | 0 | 0 | 0 | 0 | 23413.6453 | 60798502.4806
Sum | 0 | 2533937184.2063 | 959666122.4212 | 1743305275.0155 | 2571391059.861 | 1729138899.8887 | 13153402704.4303 | 1494803638.2547 | 1591761166.7127 | 24556806.6731 | 543369234.2618 | 490708623.1562 | 961797762.0405 | 1151659698.1858 | 1287306217.3636 | 296768627.6982 | 474645386.3117 | 477725660.8783 | 1397314758.7901 | 2473435422.2165 | 2973926875.6415 | 858432400.1992 | 39189053524.2067

## DomWaterDemand
Water Demand (not including loss, reuse and DSM)
Levels, Branch: Demand Sites and Catchments, Levels: 1, Scenario: Reference CC, All months (12), Tag: Municipal
Cubic Meter
| "AEP Taroudant" | AEP_Aoulouz | AEP_Irherm | "AEP_ouled berhil" | "AEP_SEl Guerdane" | AEP_Taliouine | Agadir | "Ait Baha" | "Ait Iaaza" | Biougra | Drargua | Lakhssass | Lqliaa | "Ouled Teima" | "Sidi Ifni" | Tafraout | Temsia | Tiznit | Sum
2018-09-01 | 219496 | 127824 | 4929.6 | 54963 | 25610.4 | 12990.6 | 2914650 | 13905 | 31499.1 | 104072 | 122186 | 12600 | 173168 | 208803 | 60656 | 15113.7 | 63524 | 237916 | 4403908
2018-10-01 | 226813 | 132085 | 5093.92 | 56795.1 | 26464.1 | 13423.6 | 3011805 | 14368.5 | 32549.1 | 107542 | 126259 | 13020 | 178941 | 215763 | 62677.9 | 15617.5 | 65641.5 | 245846 | 4550705
2018-11-01 | 219496 | 127824 | 4929.6 | 54963 | 25610.4 | 12990.6 | 2914650 | 13905 | 31499.1 | 104072 | 122186 | 12600 | 173168 | 208803 | 60656 | 15113.7 | 63524 | 237916 | 4403908
2018-12-01 | 226813 | 132085 | 5093.92 | 56795.1 | 26464.1 | 13423.6 | 3011805 | 14368.5 | 32549.1 | 107542 | 126259 | 13020 | 178941 | 215763 | 62677.9 | 15617.5 | 65641.5 | 245846 | 4550705
2019-01-01 | 226813 | 132085 | 5093.92 | 56795.1 | 26464.1 | 13423.6 | 3011805 | 14368.5 | 32549.1 | 107542 | 126259 | 13020 | 178941 | 215763 | 62677.9 | 15617.5 | 65641.5 | 245846 | 4550705
2019-02-01 | 204863 | 119303 | 4600.96 | 51298.8 | 23903 | 12124.6 | 2720340 | 12978 | 29399.2 | 97134.3 | 114041 | 11760 | 161624 | 194883 | 56612.3 | 14106.1 | 59289.1 | 222055 | 4110314
2019-03-01 | 226813 | 132085 | 5093.92 | 56795.1 | 26464.1 | 13423.6 | 3011805 | 14368.5 | 32549.1 | 107542 | 126259 | 13020 | 178941 | 215763 | 62677.9 | 15617.5 | 65641.5 | 245846 | 4550705
2019-04-01 | 219496 | 127824 | 4929.6 | 54963 | 25610.4 | 12990.6 | 2914650 | 13905 | 31499.1 | 104072 | 122186 | 12600 | 173168 | 208803 | 60656 | 15113.7 | 63524 | 237916 | 4403908
2019-05-01 | 226813 | 132085 | 5093.92 | 56795.1 | 26464.1 | 13423.6 | 3011805 | 14368.5 | 32549.1 | 107542 | 126259 | 13020 | 178941 | 215763 | 62677.9 | 15617.5 | 65641.5 | 245846 | 4550705
2019-06-01 | 219496 | 127824 | 4929.6 | 54963 | 25610.4 | 12990.6 | 2914650 | 13905 | 31499.1 | 104072 | 122186 | 12600 | 173168 | 208803 | 60656 | 15113.7 | 63524 | 237916 | 4403908
2019-07-01 | 226813 | 132085 | 5093.92 | 56795.1 | 26464.1 | 13423.6 | 3011805 | 14368.5 | 32549.1 | 107542 | 126259 | 13020 | 178941 | 215763 | 62677.9 | 15617.5 | 65641.5 | 245846 | 4550705
2019-08-01 | 226813 | 132085 | 5093.92 | 56795.1 | 26464.1 | 13423.6 | 3011805 | 14368.5 | 32549.1 | 107542 | 126259 | 13020 | 178941 | 215763 | 62677.9 | 15617.5 | 65641.5 | 245846 | 4550705
2019-09-01 | 222653 | 136211 | 4929.6 | 57161.5 | 26361 | 13176 | 2974932 | 14148 | 32602.1 | 107713 | 130740 | 12776.4 | 180095 | 215173 | 61505.2 | 15500.1 | 65101.9 | 245908 | 4516687
2019-10-01 | 230075 | 140752 | 5093.92 | 59066.9 | 27239.7 | 13615.2 | 3074096 | 14619.6 | 33688.8 | 111303 | 135098 | 13202.3 | 186099 | 222345 | 63555.4 | 16016.8 | 67272 | 254105 | 4667243
2019-11-01 | 222653 | 136211 | 4929.6 | 57161.5 | 26361 | 13176 | 2974932 | 14148 | 32602.1 | 107713 | 130740 | 12776.4 | 180095 | 215173 | 61505.2 | 15500.1 | 65101.9 | 245908 | 4516687
2019-12-01 | 230075 | 140752 | 5093.92 | 59066.9 | 27239.7 | 13615.2 | 3074096 | 14619.6 | 33688.8 | 111303 | 135098 | 13202.3 | 186099 | 222345 | 63555.4 | 16016.8 | 67272 | 254105 | 4667243
2020-01-01 | 230075 | 140752 | 5093.92 | 59066.9 | 27239.7 | 13615.2 | 3074096 | 14619.6 | 33688.8 | 111303 | 135098 | 13202.3 | 186099 | 222345 | 63555.4 | 16016.8 | 67272 | 254105 | 4667243
2020-02-01 | 207810 | 127131 | 4600.96 | 53350.8 | 24603.6 | 12297.6 | 2776603 | 13204.8 | 30428.6 | 100532 | 122024 | 11924.7 | 168089 | 200828 | 57404.9 | 14466.8 | 60761.8 | 229514 | 4215575
2020-03-01 | 230075 | 140752 | 5093.92 | 59066.9 | 27239.7 | 13615.2 | 3074096 | 14619.6 | 33688.8 | 111303 | 135098 | 13202.3 | 186099 | 222345 | 63555.4 | 16016.8 | 67272 | 254105 | 4667243
2020-04-01 | 222653 | 136211 | 4929.6 | 57161.5 | 26361 | 13176 | 2974932 | 14148 | 32602.1 | 107713 | 130740 | 12776.4 | 180095 | 215173 | 61505.2 | 15500.1 | 65101.9 | 245908 | 4516687
2020-05-01 | 230075 | 140752 | 5093.92 | 59066.9 | 27239.7 | 13615.2 | 3074096 | 14619.6 | 33688.8 | 111303 | 135098 | 13202.3 | 186099 | 222345 | 63555.4 | 16016.8 | 67272 | 254105 | 4667243
2020-06-01 | 222653 | 136211 | 4929.6 | 57161.5 | 26361 | 13176 | 2974932 | 14148 | 32602.1 | 107713 | 130740 | 12776.4 | 180095 | 215173 | 61505.2 | 15500.1 | 65101.9 | 245908 | 4516687
2020-07-01 | 230075 | 140752 | 5093.92 | 59066.9 | 27239.7 | 13615.2 | 3074096 | 14619.6 | 33688.8 | 111303 | 135098 | 13202.3 | 186099 | 222345 | 63555.4 | 16016.8 | 67272 | 254105 | 4667243
2020-08-01 | 230075 | 140752 | 5093.92 | 59066.9 | 27239.7 | 13615.2 | 3074096 | 14619.6 | 33688.8 | 111303 | 135098 | 13202.3 | 186099 | 222345 | 63555.4 | 16016.8 | 67272 | 254105 | 4667243
2020-09-01 | 225390 | 140537 | 4954.56 | 58982.5 | 26909.6 | 13337.6 | 3040110 | 14292.4 | 33640.7 | 111756 | 139584 | 12955.3 | 185832 | 220827 | 62366.3 | 15822.7 | 66457 | 252371 | 4626126
2020-10-01 | 232903 | 145222 | 5119.71 | 60948.5 | 27806.6 | 13782.2 | 3141447 | 14768.9 | 34762.1 | 115482 | 144237 | 13387.2 | 192027 | 228188 | 64445.2 | 16350.1 | 68672.3 | 260783 | 4780331
2020-11-01 | 225390 | 140537 | 4954.56 | 58982.5 | 26909.6 | 13337.6 | 3040110 | 14292.4 | 33640.7 | 111756 | 139584 | 12955.3 | 185832 | 220827 | 62366.3 | 15822.7 | 66457 | 252371 | 4626126
2020-12-01 | 232903 | 145222 | 5119.71 | 60948.5 | 27806.6 | 13782.2 | 3141447 | 14768.9 | 34762.1 | 115482 | 144237 | 13387.2 | 192027 | 228188 | 64445.2 | 16350.1 | 68672.3 | 260783 | 4780331
2021-01-01 | 232903 | 145222 | 5119.71 | 60948.5 | 27806.6 | 13782.2 | 3141447 | 14768.9 | 34762.1 | 115482 | 144237 | 13387.2 | 192027 | 228188 | 64445.2 | 16350.1 | 68672.3 | 260783 | 4780331
2021-02-01 | 210364 | 131168 | 4624.26 | 55050.3 | 25115.7 | 12448.5 | 2837436 | 13339.6 | 31398 | 104306 | 130278 | 12091.6 | 173443 | 206106 | 58208.5 | 14767.8 | 62026.6 | 235546 | 4317718
2021-03-01 | 232903 | 145222 | 5119.71 | 60948.5 | 27806.6 | 13782.2 | 3141447 | 14768.9 | 34762.1 | 115482 | 144237 | 13387.2 | 192027 | 228188 | 64445.2 | 16350.1 | 68672.3 | 260783 | 4780331
2021-04-01 | 225390 | 140537 | 4954.56 | 58982.5 | 26909.6 | 13337.6 | 3040110 | 14292.4 | 33640.7 | 111756 | 139584 | 12955.3 | 185832 | 220827 | 62366.3 | 15822.7 | 66457 | 252371 | 4626126
2021-05-01 | 232903 | 145222 | 5119.71 | 60948.5 | 27806.6 | 13782.2 | 3141447 | 14768.9 | 34762.1 | 115482 | 144237 | 13387.2 | 192027 | 228188 | 64445.2 | 16350.1 | 68672.3 | 260783 | 4780331
2021-06-01 | 225390 | 140537 | 4954.56 | 58982.5 | 26909.6 | 13337.6 | 3040110 | 14292.4 | 33640.7 | 111756 | 139584 | 12955.3 | 185832 | 220827 | 62366.3 | 15822.7 | 66457 | 252371 | 4626126
2021-07-01 | 232903 | 145222 | 5119.71 | 60948.5 | 27806.6 | 13782.2 | 3141447 | 14768.9 | 34762.1 | 115482 | 144237 | 13387.2 | 192027 | 228188 | 64445.2 | 16350.1 | 68672.3 | 260783 | 4780331
2021-08-01 | 232903 | 145222 | 5119.71 | 60948.5 | 27806.6 | 13782.2 | 3141447 | 14768.9 | 34762.1 | 115482 | 144237 | 13387.2 | 192027 | 228188 | 64445.2 | 16350.1 | 68672.3 | 260783 | 4780331
2021-09-01 | 228127 | 144927 | 4979.52 | 60803.4 | 27458.3 | 13499.3 | 3105288 | 14436.9 | 34679.3 | 115800 | 148428 | 13136.7 | 191569 | 226482 | 63239.4 | 16145.2 | 67812.2 | 258833 | 4735645
2021-10-01 | 235731 | 149758 | 5145.5 | 62830.2 | 28373.6 | 13949.3 | 3208798 | 14918.1 | 35835.3 | 119660 | 153376 | 13574.6 | 197955 | 234032 | 65347.4 | 16683.4 | 70072.6 | 267461 | 4893500
2021-11-01 | 228127 | 144927 | 4979.52 | 60803.4 | 27458.3 | 13499.3 | 3105288 | 14436.9 | 34679.3 | 115800 | 148428 | 13136.7 | 191569 | 226482 | 63239.4 | 16145.2 | 67812.2 | 258833 | 4735645
2021-12-01 | 235731 | 149758 | 5145.5 | 62830.2 | 28373.6 | 13949.3 | 3208798 | 14918.1 | 35835.3 | 119660 | 153376 | 13574.6 | 197955 | 234032 | 65347.4 | 16683.4 | 70072.6 | 267461 | 4893500
2022-01-01 | 235731 | 149758 | 5145.5 | 62830.2 | 28373.6 | 13949.3 | 3208798 | 14918.1 | 35835.3 | 119660 | 153376 | 13574.6 | 197955 | 234032 | 65347.4 | 16683.4 | 70072.6 | 267461 | 4893500
2022-02-01 | 212918 | 135266 | 4647.55 | 56749.8 | 25627.7 | 12599.3 | 2898269 | 13474.4 | 32367.4 | 108080 | 138533 | 12260.9 | 178798 | 211384 | 59023.5 | 15068.9 | 63291.4 | 241578 | 4419935
2022-03-01 | 235731 | 149758 | 5145.5 | 62830.2 | 28373.6 | 13949.3 | 3208798 | 14918.1 | 35835.3 | 119660 | 153376 | 13574.6 | 197955 | 234032 | 65347.4 | 16683.4 | 70072.6 | 267461 | 4893500
2022-04-01 | 228127 | 144927 | 4979.52 | 60803.4 | 27458.3 | 13499.3 | 3105288 | 14436.9 | 34679.3 | 115800 | 148428 | 13136.7 | 191569 | 226482 | 63239.4 | 16145.2 | 67812.2 | 258833 | 4735645
2022-05-01 | 235731 | 149758 | 5145.5 | 62830.2 | 28373.6 | 13949.3 | 3208798 | 14918.1 | 35835.3 | 119660 | 153376 | 13574.6 | 197955 | 234032 | 65347.4 | 16683.4 | 70072.6 | 267461 | 4893500
2022-06-01 | 228127 | 144927 | 4979.52 | 60803.4 | 27458.3 | 13499.3 | 3105288 | 14436.9 | 34679.3 | 115800 | 148428 | 13136.7 | 191569 | 226482 | 63239.4 | 16145.2 | 67812.2 | 258833 | 4735645
2022-07-01 | 235731 | 149758 | 5145.5 | 62830.2 | 28373.6 | 13949.3 | 3208798 | 14918.1 | 35835.3 | 119660 | 153376 | 13574.6 | 197955 | 234032 | 65347.4 | 16683.4 | 70072.6 | 267461 | 4893500
2022-08-01 | 235731 | 149758 | 5145.5 | 62830.2 | 28373.6 | 13949.3 | 3208798 | 14918.1 | 35835.3 | 119660 | 153376 | 13574.6 | 197955 | 234032 | 65347.4 | 16683.4 | 70072.6 | 267461 | 4893500
2022-09-01 | 230863 | 149382 | 5004.48 | 62624.3 | 28006.9 | 13660.9 | 3170466 | 14581.4 | 35718 | 119843 | 157272 | 13320.6 | 197306 | 232137 | 64124.8 | 16467.8 | 69167.3 | 265296 | 4845242
2022-10-01 | 238559 | 154361 | 5171.3 | 64711.8 | 28940.5 | 14116.3 | 3276148 | 15067.4 | 36908.6 | 123838 | 162515 | 13764.6 | 203882 | 239875 | 66262.3 | 17016.7 | 71472.9 | 274139 | 5006750
2022-11-01 | 230863 | 149382 | 5004.48 | 62624.3 | 28006.9 | 13660.9 | 3170466 | 14581.4 | 35718 | 119843 | 157272 | 13320.6 | 197306 | 232137 | 64124.8 | 16467.8 | 69167.3 | 265296 | 4845242
2022-12-01 | 238559 | 154361 | 5171.3 | 64711.8 | 28940.5 | 14116.3 | 3276148 | 15067.4 | 36908.6 | 123838 | 162515 | 13764.6 | 203882 | 239875 | 66262.3 | 17016.7 | 71472.9 | 274139 | 5006750
2023-01-01 | 238559 | 154361 | 5171.3 | 64711.8 | 28940.5 | 14116.3 | 3276148 | 15067.4 | 36908.6 | 123838 | 162515 | 13764.6 | 203882 | 239875 | 66262.3 | 17016.7 | 71472.9 | 274139 | 5006750
2023-02-01 | 215472 | 139423 | 4670.85 | 58449.4 | 26139.8 | 12750.2 | 2959102 | 13609.3 | 33336.8 | 111854 | 146787 | 12432.6 | 184152 | 216661 | 59849.8 | 15369.9 | 64556.2 | 247610 | 4522226
2023-03-01 | 238559 | 154361 | 5171.3 | 64711.8 | 28940.5 | 14116.3 | 3276148 | 15067.4 | 36908.6 | 123838 | 162515 | 13764.6 | 203882 | 239875 | 66262.3 | 17016.7 | 71472.9 | 274139 | 5006750
2023-04-01 | 230863 | 149382 | 5004.48 | 62624.3 | 28006.9 | 13660.9 | 3170466 | 14581.4 | 35718 | 119843 | 157272 | 13320.6 | 197306 | 232137 | 64124.8 | 16467.8 | 69167.3 | 265296 | 4845242
2023-05-01 | 238559 | 154361 | 5171.3 | 64711.8 | 28940.5 | 14116.3 | 3276148 | 15067.4 | 36908.6 | 123838 | 162515 | 13764.6 | 203882 | 239875 | 66262.3 | 17016.7 | 71472.9 | 274139 | 5006750
2023-06-01 | 230863 | 149382 | 5004.48 | 62624.3 | 28006.9 | 13660.9 | 3170466 | 14581.4 | 35718 | 119843 | 157272 | 13320.6 | 197306 | 232137 | 64124.8 | 16467.8 | 69167.3 | 265296 | 4845242
2023-07-01 | 238559 | 154361 | 5171.3 | 64711.8 | 28940.5 | 14116.3 | 3276148 | 15067.4 | 36908.6 | 123838 | 162515 | 13764.6 | 203882 | 239875 | 66262.3 | 17016.7 | 71472.9 | 274139 | 5006750
2023-08-01 | 238559 | 154361 | 5171.3 | 64711.8 | 28940.5 | 14116.3 | 3276148 | 15067.4 | 36908.6 | 123838 | 162515 | 13764.6 | 203882 | 239875 | 66262.3 | 17016.7 | 71472.9 | 274139 | 5006750
2023-09-01 | 233600 | 153901 | 5029.44 | 64445.3 | 28555.6 | 13822.6 | 3235644 | 14725.8 | 36756.6 | 123887 | 166116 | 13507.1 | 203042 | 237792 | 65022.5 | 16790.3 | 70522.5 | 271759 | 4954919
2023-10-01 | 241387 | 159031 | 5197.09 | 66593.5 | 29507.4 | 14283.3 | 3343499 | 15216.7 | 37981.8 | 128016 | 171653 | 13957.3 | 209810 | 245719 | 67189.9 | 17350 | 72873.2 | 280817 | 5120083
2023-11-01 | 233600 | 153901 | 5029.44 | 64445.3 | 28555.6 | 13822.6 | 3235644 | 14725.8 | 36756.6 | 123887 | 166116 | 13507.1 | 203042 | 237792 | 65022.5 | 16790.3 | 70522.5 | 271759 | 4954919
2023-12-01 | 241387 | 159031 | 5197.09 | 66593.5 | 29507.4 | 14283.3 | 3343499 | 15216.7 | 37981.8 | 128016 | 171653 | 13957.3 | 209810 | 245719 | 67189.9 | 17350 | 72873.2 | 280817 | 5120083
2024-01-01 | 241387 | 159031 | 5197.09 | 66593.5 | 29507.4 | 14283.3 | 3343499 | 15216.7 | 37981.8 | 128016 | 171653 | 13957.3 | 209810 | 245719 | 67189.9 | 17350 | 72873.2 | 280817 | 5120083
2024-02-01 | 218027 | 143641 | 4694.14 | 60148.9 | 26651.9 | 12901.1 | 3019934 | 13744.1 | 34306.1 | 115628 | 155042 | 12606.6 | 189506 | 221939 | 60687.7 | 15671 | 65821 | 253642 | 4624591
2024-03-01 | 241387 | 159031 | 5197.09 | 66593.5 | 29507.4 | 14283.3 | 3343499 | 15216.7 | 37981.8 | 128016 | 171653 | 13957.3 | 209810 | 245719 | 67189.9 | 17350 | 72873.2 | 280817 | 5120083
2024-04-01 | 233600 | 153901 | 5029.44 | 64445.3 | 28555.6 | 13822.6 | 3235644 | 14725.8 | 36756.6 | 123887 | 166116 | 13507.1 | 203042 | 237792 | 65022.5 | 16790.3 | 70522.5 | 271759 | 4954919
2024-05-01 | 241387 | 159031 | 5197.09 | 66593.5 | 29507.4 | 14283.3 | 3343499 | 15216.7 | 37981.8 | 128016 | 171653 | 13957.3 | 209810 | 245719 | 67189.9 | 17350 | 72873.2 | 280817 | 5120083
2024-06-01 | 233600 | 153901 | 5029.44 | 64445.3 | 28555.6 | 13822.6 | 3235644 | 14725.8 | 36756.6 | 123887 | 166116 | 13507.1 | 203042 | 237792 | 65022.5 | 16790.3 | 70522.5 | 271759 | 4954919
2024-07-01 | 241387 | 159031 | 5197.09 | 66593.5 | 29507.4 | 14283.3 | 3343499 | 15216.7 | 37981.8 | 128016 | 171653 | 13957.3 | 209810 | 245719 | 67189.9 | 17350 | 72873.2 | 280817 | 5120083
2024-08-01 | 241387 | 159031 | 5197.09 | 66593.5 | 29507.4 | 14283.3 | 3343499 | 15216.7 | 37981.8 | 128016 | 171653 | 13957.3 | 209810 | 245719 | 67189.9 | 17350 | 72873.2 | 280817 | 5120083
2024-09-01 | 236337 | 158485 | 5054.4 | 66266.2 | 29104.2 | 13984.2 | 3300822 | 14870.2 | 37795.2 | 127930 | 174960 | 13696.2 | 208779 | 243447 | 65932.8 | 17112.9 | 71877.6 | 278222 | 5064675
2024-10-01 | 244214 | 163767 | 5222.88 | 68475.1 | 30074.3 | 14450.3 | 3410849 | 15365.9 | 39055 | 132194 | 180792 | 14152.7 | 215738 | 251562 | 68130.6 | 17683.3 | 74273.5 | 287496 | 5233498
2024-11-01 | 236337 | 158485 | 5054.4 | 66266.2 | 29104.2 | 13984.2 | 3300822 | 14870.2 | 37795.2 | 127930 | 174960 | 13696.2 | 208779 | 243447 | 65932.8 | 17112.9 | 71877.6 | 278222 | 5064675
2024-12-01 | 244214 | 163767 | 5222.88 | 68475.1 | 30074.3 | 14450.3 | 3410849 | 15365.9 | 39055 | 132194 | 180792 | 14152.7 | 215738 | 251562 | 68130.6 | 17683.3 | 74273.5 | 287496 | 5233498
2025-01-01 | 244214 | 163767 | 5222.88 | 68475.1 | 30074.3 | 14450.3 | 3410849 | 15365.9 | 39055 | 132194 | 180792 | 14152.7 | 215738 | 251562 | 68130.6 | 17683.3 | 74273.5 | 287496 | 5233498
2025-02-01 | 220581 | 147919 | 4717.44 | 61848.5 | 27163.9 | 13051.9 | 3080767 | 13878.9 | 35275.5 | 119401 | 163296 | 12783.1 | 194860 | 227217 | 61537.3 | 15972 | 67085.8 | 259673 | 4727030
2025-03-01 | 244214 | 163767 | 5222.88 | 68475.1 | 30074.3 | 14450.3 | 3410849 | 15365.9 | 39055 | 132194 | 180792 | 14152.7 | 215738 | 251562 | 68130.6 | 17683.3 | 74273.5 | 287496 | 5233498
2025-04-01 | 236337 | 158485 | 5054.4 | 66266.2 | 29104.2 | 13984.2 | 3300822 | 14870.2 | 37795.2 | 127930 | 174960 | 13696.2 | 208779 | 243447 | 65932.8 | 17112.9 | 71877.6 | 278222 | 5064675
2025-05-01 | 244214 | 163767 | 5222.88 | 68475.1 | 30074.3 | 14450.3 | 3410849 | 15365.9 | 39055 | 132194 | 180792 | 14152.7 | 215738 | 251562 | 68130.6 | 17683.3 | 74273.5 | 287496 | 5233498
2025-06-01 | 236337 | 158485 | 5054.4 | 66266.2 | 29104.2 | 13984.2 | 3300822 | 14870.2 | 37795.2 | 127930 | 174960 | 13696.2 | 208779 | 243447 | 65932.8 | 17112.9 | 71877.6 | 278222 | 5064675
2025-07-01 | 244214 | 163767 | 5222.88 | 68475.1 | 30074.3 | 14450.3 | 3410849 | 15365.9 | 39055 | 132194 | 180792 | 14152.7 | 215738 | 251562 | 68130.6 | 17683.3 | 74273.5 | 287496 | 5233498
2025-08-01 | 244214 | 163767 | 5222.88 | 68475.1 | 30074.3 | 14450.3 | 3410849 | 15365.9 | 39055 | 132194 | 180792 | 14152.7 | 215738 | 251562 | 68130.6 | 17683.3 | 74273.5 | 287496 | 5233498
2025-09-01 | 239242 | 160433 | 5079.84 | 68376.9 | 29710.1 | 14156.3 | 3373099 | 15021.9 | 38999 | 132732 | 186795 | 13887.9 | 214266 | 249845 | 66855.9 | 17469.5 | 73373.8 | 285534 | 5184877
2025-10-01 | 247216 | 165780 | 5249.17 | 70656.2 | 30700.4 | 14628.2 | 3485536 | 15522.6 | 40299 | 137157 | 193022 | 14350.9 | 221408 | 258174 | 69084.4 | 18051.8 | 75819.6 | 295051 | 5357706
2025-11-01 | 239242 | 160433 | 5079.84 | 68376.9 | 29710.1 | 14156.3 | 3373099 | 15021.9 | 38999 | 132732 | 186795 | 13887.9 | 214266 | 249845 | 66855.9 | 17469.5 | 73373.8 | 285534 | 5184877
2025-12-01 | 247216 | 165780 | 5249.17 | 70656.2 | 30700.4 | 14628.2 | 3485536 | 15522.6 | 40299 | 137157 | 193022 | 14350.9 | 221408 | 258174 | 69084.4 | 18051.8 | 75819.6 | 295051 | 5357706
2026-01-01 | 247216 | 165780 | 5249.17 | 70656.2 | 30700.4 | 14628.2 | 3485536 | 15522.6 | 40299 | 137157 | 193022 | 14350.9 | 221408 | 258174 | 69084.4 | 18051.8 | 75819.6 | 295051 | 5357706
2026-02-01 | 223292 | 149737 | 4741.18 | 63818.5 | 27729.4 | 13212.5 | 3148226 | 14020.4 | 36399.1 | 123883 | 174342 | 12962.1 | 199982 | 233189 | 62398.8 | 16304.8 | 68482.3 | 266498 | 4839219
2026-03-01 | 247216 | 165780 | 5249.17 | 70656.2 | 30700.4 | 14628.2 | 3485536 | 15522.6 | 40299 | 137157 | 193022 | 14350.9 | 221408 | 258174 | 69084.4 | 18051.8 | 75819.6 | 295051 | 5357706
2026-04-01 | 239242 | 160433 | 5079.84 | 68376.9 | 29710.1 | 14156.3 | 3373099 | 15021.9 | 38999 | 132732 | 186795 | 13887.9 | 214266 | 249845 | 66855.9 | 17469.5 | 73373.8 | 285534 | 5184877
2026-05-01 | 247216 | 165780 | 5249.17 | 70656.2 | 30700.4 | 14628.2 | 3485536 | 15522.6 | 40299 | 137157 | 193022 | 14350.9 | 221408 | 258174 | 69084.4 | 18051.8 | 75819.6 | 295051 | 5357706
2026-06-01 | 239242 | 160433 | 5079.84 | 68376.9 | 29710.1 | 14156.3 | 3373099 | 15021.9 | 38999 | 132732 | 186795 | 13887.9 | 214266 | 249845 | 66855.9 | 17469.5 | 73373.8 | 285534 | 5184877
2026-07-01 | 247216 | 165780 | 5249.17 | 70656.2 | 30700.4 | 14628.2 | 3485536 | 15522.6 | 40299 | 137157 | 193022 | 14350.9 | 221408 | 258174 | 69084.4 | 18051.8 | 75819.6 | 295051 | 5357706
2026-08-01 | 247216 | 165780 | 5249.17 | 70656.2 | 30700.4 | 14628.2 | 3485536 | 15522.6 | 40299 | 137157 | 193022 | 14350.9 | 221408 | 258174 | 69084.4 | 18051.8 | 75819.6 | 295051 | 5357706
2026-09-01 | 242146 | 162381 | 5105.28 | 70487.7 | 30316 | 14328.4 | 3445376 | 15173.6 | 40202.8 | 137534 | 198630 | 14082.4 | 219753 | 256244 | 67791.9 | 17826.1 | 74870.1 | 292846 | 5305094
2026-10-01 | 250218 | 167793 | 5275.46 | 72837.3 | 31326.5 | 14806 | 3560222 | 15679.3 | 41542.9 | 142119 | 205251 | 14551.8 | 227078 | 264785 | 70051.6 | 18420.3 | 77365.8 | 302607 | 5481931
2026-11-01 | 242146 | 162381 | 5105.28 | 70487.7 | 30316 | 14328.4 | 3445376 | 15173.6 | 40202.8 | 137534 | 198630 | 14082.4 | 219753 | 256244 | 67791.9 | 17826.1 | 74870.1 | 292846 | 5305094
2026-12-01 | 250218 | 167793 | 5275.46 | 72837.3 | 31326.5 | 14806 | 3560222 | 15679.3 | 41542.9 | 142119 | 205251 | 14551.8 | 227078 | 264785 | 70051.6 | 18420.3 | 77365.8 | 302607 | 5481931
2027-01-01 | 250218 | 167793 | 5275.46 | 72837.3 | 31326.5 | 14806 | 3560222 | 15679.3 | 41542.9 | 142119 | 205251 | 14551.8 | 227078 | 264785 | 70051.6 | 18420.3 | 77365.8 | 302607 | 5481931
2027-02-01 | 226003 | 151555 | 4764.93 | 65788.5 | 28294.9 | 13373.1 | 3215685 | 14162 | 37522.6 | 128365 | 185388 | 13143.5 | 205103 | 239161 | 63272.4 | 16637.7 | 69878.7 | 273323 | 4951421
2027-03-01 | 250218 | 167793 | 5275.46 | 72837.3 | 31326.5 | 14806 | 3560222 | 15679.3 | 41542.9 | 142119 | 205251 | 14551.8 | 227078 | 264785 | 70051.6 | 18420.3 | 77365.8 | 302607 | 5481931
2027-04-01 | 242146 | 162381 | 5105.28 | 70487.7 | 30316 | 14328.4 | 3445376 | 15173.6 | 40202.8 | 137534 | 198630 | 14082.4 | 219753 | 256244 | 67791.9 | 17826.1 | 74870.1 | 292846 | 5305094
2027-05-01 | 250218 | 167793 | 5275.46 | 72837.3 | 31326.5 | 14806 | 3560222 | 15679.3 | 41542.9 | 142119 | 205251 | 14551.8 | 227078 | 264785 | 70051.6 | 18420.3 | 77365.8 | 302607 | 5481931
2027-06-01 | 242146 | 162381 | 5105.28 | 70487.7 | 30316 | 14328.4 | 3445376 | 15173.6 | 40202.8 | 137534 | 198630 | 14082.4 | 219753 | 256244 | 67791.9 | 17826.1 | 74870.1 | 292846 | 5305094
2027-07-01 | 250218 | 167793 | 5275.46 | 72837.3 | 31326.5 | 14806 | 3560222 | 15679.3 | 41542.9 | 142119 | 205251 | 14551.8 | 227078 | 264785 | 70051.6 | 18420.3 | 77365.8 | 302607 | 5481931
2027-08-01 | 250218 | 167793 | 5275.46 | 72837.3 | 31326.5 | 14806 | 3560222 | 15679.3 | 41542.9 | 142119 | 205251 | 14551.8 | 227078 | 264785 | 70051.6 | 18420.3 | 77365.8 | 302607 | 5481931
2027-09-01 | 245051 | 164329 | 5130.72 | 72598.4 | 30921.8 | 14500.4 | 3517654 | 15325.2 | 41406.6 | 142336 | 210465 | 14279.5 | 225240 | 262642 | 68741 | 18182.6 | 76366.3 | 300158 | 5425328
2027-10-01 | 253220 | 169806 | 5301.74 | 75018.4 | 31952.6 | 14983.8 | 3634909 | 15836 | 42786.8 | 147081 | 217481 | 14755.5 | 232748 | 271397 | 71032.3 | 18788.7 | 78911.9 | 310163 | 5606172
2027-11-01 | 245051 | 164329 | 5130.72 | 72598.4 | 30921.8 | 14500.4 | 3517654 | 15325.2 | 41406.6 | 142336 | 210465 | 14279.5 | 225240 | 262642 | 68741 | 18182.6 | 76366.3 | 300158 | 5425328
2027-12-01 | 253220 | 169806 | 5301.74 | 75018.4 | 31952.6 | 14983.8 | 3634909 | 15836 | 42786.8 | 147081 | 217481 | 14755.5 | 232748 | 271397 | 71032.3 | 18788.7 | 78911.9 | 310163 | 5606172
2028-01-01 | 253220 | 169806 | 5301.74 | 75018.4 | 31952.6 | 14983.8 | 3634909 | 15836 | 42786.8 | 147081 | 217481 | 14755.5 | 232748 | 271397 | 71032.3 | 18788.7 | 78911.9 | 310163 | 5606172
2028-02-01 | 228715 | 153373 | 4788.67 | 67758.5 | 28860.4 | 13533.7 | 3283143 | 14303.5 | 38646.1 | 132847 | 196434 | 13327.6 | 210224 | 245132 | 64158.2 | 16970.5 | 71275.2 | 280147 | 5063639
2028-03-01 | 253220 | 169806 | 5301.74 | 75018.4 | 31952.6 | 14983.8 | 3634909 | 15836 | 42786.8 | 147081 | 217481 | 14755.5 | 232748 | 271397 | 71032.3 | 18788.7 | 78911.9 | 310163 | 5606172
2028-04-01 | 245051 | 164329 | 5130.72 | 72598.4 | 30921.8 | 14500.4 | 3517654 | 15325.2 | 41406.6 | 142336 | 210465 | 14279.5 | 225240 | 262642 | 68741 | 18182.6 | 76366.3 | 300158 | 5425328
2028-05-01 | 253220 | 169806 | 5301.74 | 75018.4 | 31952.6 | 14983.8 | 3634909 | 15836 | 42786.8 | 147081 | 217481 | 14755.5 | 232748 | 271397 | 71032.3 | 18788.7 | 78911.9 | 310163 | 5606172
2028-06-01 | 245051 | 164329 | 5130.72 | 72598.4 | 30921.8 | 14500.4 | 3517654 | 15325.2 | 41406.6 | 142336 | 210465 | 14279.5 | 225240 | 262642 | 68741 | 18182.6 | 76366.3 | 300158 | 5425328
2028-07-01 | 253220 | 169806 | 5301.74 | 75018.4 | 31952.6 | 14983.8 | 3634909 | 15836 | 42786.8 | 147081 | 217481 | 14755.5 | 232748 | 271397 | 71032.3 | 18788.7 | 78911.9 | 310163 | 5606172
2028-08-01 | 253220 | 169806 | 5301.74 | 75018.4 | 31952.6 | 14983.8 | 3634909 | 15836 | 42786.8 | 147081 | 217481 | 14755.5 | 232748 | 271397 | 71032.3 | 18788.7 | 78911.9 | 310163 | 5606172
2028-09-01 | 247956 | 166277 | 5156.16 | 74709.1 | 31527.7 | 14672.5 | 3589931 | 15476.8 | 42610.4 | 147138 | 222300 | 14479.4 | 230727 | 269040 | 69703.3 | 18539.2 | 77862.6 | 307470 | 5545577
2028-10-01 | 256222 | 171819 | 5328.03 | 77199.4 | 32578.6 | 15161.6 | 3709595 | 15992.7 | 44030.7 | 152043 | 229710 | 14962.1 | 238418 | 278008 | 72026.8 | 19157.2 | 80458 | 317719 | 5730429
2028-11-01 | 247956 | 166277 | 5156.16 | 74709.1 | 31527.7 | 14672.5 | 3589931 | 15476.8 | 42610.4 | 147138 | 222300 | 14479.4 | 230727 | 269040 | 69703.3 | 18539.2 | 77862.6 | 307470 | 5545577
2028-12-01 | 256222 | 171819 | 5328.03 | 77199.4 | 32578.6 | 15161.6 | 3709595 | 15992.7 | 44030.7 | 152043 | 229710 | 14962.1 | 238418 | 278008 | 72026.8 | 19157.2 | 80458 | 317719 | 5730429
2029-01-01 | 256222 | 171819 | 5328.03 | 77199.4 | 32578.6 | 15161.6 | 3709595 | 15992.7 | 44030.7 | 152043 | 229710 | 14962.1 | 238418 | 278008 | 72026.8 | 19157.2 | 80458 | 317719 | 5730429
2029-02-01 | 231426 | 155192 | 4812.42 | 69728.5 | 29425.9 | 13694.4 | 3350602 | 14445.1 | 39769.7 | 137329 | 207480 | 13514.1 | 215345 | 251104 | 65056.4 | 17303.3 | 72671.7 | 286972 | 5175872
2029-03-01 | 256222 | 171819 | 5328.03 | 77199.4 | 32578.6 | 15161.6 | 3709595 | 15992.7 | 44030.7 | 152043 | 229710 | 14962.1 | 238418 | 278008 | 72026.8 | 19157.2 | 80458 | 317719 | 5730429
2029-04-01 | 247956 | 166277 | 5156.16 | 74709.1 | 31527.7 | 14672.5 | 3589931 | 15476.8 | 42610.4 | 147138 | 222300 | 14479.4 | 230727 | 269040 | 69703.3 | 18539.2 | 77862.6 | 307470 | 5545577
2029-05-01 | 256222 | 171819 | 5328.03 | 77199.4 | 32578.6 | 15161.6 | 3709595 | 15992.7 | 44030.7 | 152043 | 229710 | 14962.1 | 238418 | 278008 | 72026.8 | 19157.2 | 80458 | 317719 | 5730429
2029-06-01 | 247956 | 166277 | 5156.16 | 74709.1 | 31527.7 | 14672.5 | 3589931 | 15476.8 | 42610.4 | 147138 | 222300 | 14479.4 | 230727 | 269040 | 69703.3 | 18539.2 | 77862.6 | 307470 | 5545577
2029-07-01 | 256222 | 171819 | 5328.03 | 77199.4 | 32578.6 | 15161.6 | 3709595 | 15992.7 | 44030.7 | 152043 | 229710 | 14962.1 | 238418 | 278008 | 72026.8 | 19157.2 | 80458 | 317719 | 5730429
2029-08-01 | 256222 | 171819 | 5328.03 | 77199.4 | 32578.6 | 15161.6 | 3709595 | 15992.7 | 44030.7 | 152043 | 229710 | 14962.1 | 238418 | 278008 | 72026.8 | 19157.2 | 80458 | 317719 | 5730429
2029-09-01 | 250861 | 168225 | 5181.6 | 76819.9 | 32133.6 | 14844.6 | 3662208 | 15628.5 | 43814.2 | 151940 | 234135 | 14682.1 | 236214 | 275438 | 70679.2 | 18895.8 | 79358.8 | 314782 | 5665842
2029-10-01 | 259223 | 173832 | 5354.32 | 79380.5 | 33204.7 | 15339.4 | 3784282 | 16149.4 | 45274.6 | 157005 | 241939 | 15171.6 | 244088 | 284620 | 73035.2 | 19525.7 | 82004.1 | 325275 | 5854704
2029-11-01 | 250861 | 168225 | 5181.6 | 76819.9 | 32133.6 | 14844.6 | 3662208 | 15628.5 | 43814.2 | 151940 | 234135 | 14682.1 | 236214 | 275438 | 70679.2 | 18895.8 | 79358.8 | 314782 | 5665842
2029-12-01 | 259223 | 173832 | 5354.32 | 79380.5 | 33204.7 | 15339.4 | 3784282 | 16149.4 | 45274.6 | 157005 | 241939 | 15171.6 | 244088 | 284620 | 73035.2 | 19525.7 | 82004.1 | 325275 | 5854704
2030-01-01 | 259223 | 173832 | 5354.32 | 79380.5 | 33204.7 | 15339.4 | 3784282 | 16149.4 | 45274.6 | 157005 | 241939 | 15171.6 | 244088 | 284620 | 73035.2 | 19525.7 | 82004.1 | 325275 | 5854704
2030-02-01 | 234137 | 157010 | 4836.16 | 71698.5 | 29991.4 | 13855 | 3418061 | 14586.6 | 40893.2 | 141811 | 218526 | 13703.3 | 220467 | 257076 | 65967.2 | 17636.1 | 74068.2 | 293797 | 5288119
2030-03-01 | 259223 | 173832 | 5354.32 | 79380.5 | 33204.7 | 15339.4 | 3784282 | 16149.4 | 45274.6 | 157005 | 241939 | 15171.6 | 244088 | 284620 | 73035.2 | 19525.7 | 82004.1 | 325275 | 5854704
2030-04-01 | 250861 | 168225 | 5181.6 | 76819.9 | 32133.6 | 14844.6 | 3662208 | 15628.5 | 43814.2 | 151940 | 234135 | 14682.1 | 236214 | 275438 | 70679.2 | 18895.8 | 79358.8 | 314782 | 5665842
2030-05-01 | 259223 | 173832 | 5354.32 | 79380.5 | 33204.7 | 15339.4 | 3784282 | 16149.4 | 45274.6 | 157005 | 241939 | 15171.6 | 244088 | 284620 | 73035.2 | 19525.7 | 82004.1 | 325275 | 5854704
2030-06-01 | 250861 | 168225 | 5181.6 | 76819.9 | 32133.6 | 14844.6 | 3662208 | 15628.5 | 43814.2 | 151940 | 234135 | 14682.1 | 236214 | 275438 | 70679.2 | 18895.8 | 79358.8 | 314782 | 5665842
2030-07-01 | 259223 | 173832 | 5354.32 | 79380.5 | 33204.7 | 15339.4 | 3784282 | 16149.4 | 45274.6 | 157005 | 241939 | 15171.6 | 244088 | 284620 | 73035.2 | 19525.7 | 82004.1 | 325275 | 5854704
2030-08-01 | 259223 | 173832 | 5354.32 | 79380.5 | 33204.7 | 15339.4 | 3784282 | 16149.4 | 45274.6 | 157005 | 241939 | 15171.6 | 244088 | 284620 | 73035.2 | 19525.7 | 82004.1 | 325275 | 5854704
2030-09-01 | 253421 | 169941 | 5207.76 | 78419.1 | 32630.4 | 14996.2 | 3730568 | 15788.2 | 44726.3 | 156781 | 244280 | 14887.7 | 241132 | 279696 | 71668.7 | 19187.7 | 80585.7 | 319648 | 5773564
2030-10-01 | 261868 | 175606 | 5381.35 | 81033.1 | 33718.1 | 15496 | 3854921 | 16314.5 | 46217.2 | 162007 | 252423 | 15384 | 249169 | 289019 | 74057.6 | 19827.3 | 83271.9 | 330303 | 5966016
2030-11-01 | 253421 | 169941 | 5207.76 | 78419.1 | 32630.4 | 14996.2 | 3730568 | 15788.2 | 44726.3 | 156781 | 244280 | 14887.7 | 241132 | 279696 | 71668.7 | 19187.7 | 80585.7 | 319648 | 5773564
2030-12-01 | 261868 | 175606 | 5381.35 | 81033.1 | 33718.1 | 15496 | 3854921 | 16314.5 | 46217.2 | 162007 | 252423 | 15384 | 249169 | 289019 | 74057.6 | 19827.3 | 83271.9 | 330303 | 5966016
2031-01-01 | 261868 | 175606 | 5381.35 | 81033.1 | 33718.1 | 15496 | 3854921 | 16314.5 | 46217.2 | 162007 | 252423 | 15384 | 249169 | 289019 | 74057.6 | 19827.3 | 83271.9 | 330303 | 5966016
2031-02-01 | 236526 | 158611 | 4860.58 | 73191.1 | 30455 | 13996.4 | 3481864 | 14735.7 | 41744.6 | 146329 | 227995 | 13895.2 | 225056 | 261050 | 66890.8 | 17908.5 | 75213.3 | 298338 | 5388659
2031-03-01 | 261868 | 175606 | 5381.35 | 81033.1 | 33718.1 | 15496 | 3854921 | 16314.5 | 46217.2 | 162007 | 252423 | 15384 | 249169 | 289019 | 74057.6 | 19827.3 | 83271.9 | 330303 | 5966016
2031-04-01 | 253421 | 169941 | 5207.76 | 78419.1 | 32630.4 | 14996.2 | 3730568 | 15788.2 | 44726.3 | 156781 | 244280 | 14887.7 | 241132 | 279696 | 71668.7 | 19187.7 | 80585.7 | 319648 | 5773564
2031-05-01 | 261868 | 175606 | 5381.35 | 81033.1 | 33718.1 | 15496 | 3854921 | 16314.5 | 46217.2 | 162007 | 252423 | 15384 | 249169 | 289019 | 74057.6 | 19827.3 | 83271.9 | 330303 | 5966016
2031-06-01 | 253421 | 169941 | 5207.76 | 78419.1 | 32630.4 | 14996.2 | 3730568 | 15788.2 | 44726.3 | 156781 | 244280 | 14887.7 | 241132 | 279696 | 71668.7 | 19187.7 | 80585.7 | 319648 | 5773564
2031-07-01 | 261868 | 175606 | 5381.35 | 81033.1 | 33718.1 | 15496 | 3854921 | 16314.5 | 46217.2 | 162007 | 252423 | 15384 | 249169 | 289019 | 74057.6 | 19827.3 | 83271.9 | 330303 | 5966016
2031-08-01 | 261868 | 175606 | 5381.35 | 81033.1 | 33718.1 | 15496 | 3854921 | 16314.5 | 46217.2 | 162007 | 252423 | 15384 | 249169 | 289019 | 74057.6 | 19827.3 | 83271.9 | 330303 | 5966016
2031-09-01 | 255980 | 171657 | 5233.92 | 80018.3 | 33127.2 | 15147.7 | 3798929 | 15948 | 45638.4 | 161621 | 254426 | 15096.1 | 246049 | 283954 | 72672.1 | 19479.6 | 81812.6 | 324513 | 5881302
2031-10-01 | 264512 | 177379 | 5408.38 | 82685.6 | 34231.4 | 15652.6 | 3925560 | 16479.6 | 47159.7 | 167008 | 262907 | 15599.3 | 254250 | 293419 | 75094.5 | 20128.9 | 84539.7 | 335330 | 6077345
2031-11-01 | 255980 | 171657 | 5233.92 | 80018.3 | 33127.2 | 15147.7 | 3798929 | 15948 | 45638.4 | 161621 | 254426 | 15096.1 | 246049 | 283954 | 72672.1 | 19479.6 | 81812.6 | 324513 | 5881302
2031-12-01 | 264512 | 177379 | 5408.38 | 82685.6 | 34231.4 | 15652.6 | 3925560 | 16479.6 | 47159.7 | 167008 | 262907 | 15599.3 | 254250 | 293419 | 75094.5 | 20128.9 | 84539.7 | 335330 | 6077345
2032-01-01 | 264512 | 177379 | 5408.38 | 82685.6 | 34231.4 | 15652.6 | 3925560 | 16479.6 | 47159.7 | 167008 | 262907 | 15599.3 | 254250 | 293419 | 75094.5 | 20128.9 | 84539.7 | 335330 | 6077345
2032-02-01 | 238914 | 160213 | 4884.99 | 74683.8 | 30918.7 | 14137.9 | 3545667 | 14884.8 | 42595.9 | 150846 | 237464 | 14089.7 | 229646 | 265023 | 67827.2 | 18181 | 76358.5 | 302879 | 5489215
2032-03-01 | 264512 | 177379 | 5408.38 | 82685.6 | 34231.4 | 15652.6 | 3925560 | 16479.6 | 47159.7 | 167008 | 262907 | 15599.3 | 254250 | 293419 | 75094.5 | 20128.9 | 84539.7 | 335330 | 6077345
2032-04-01 | 255980 | 171657 | 5233.92 | 80018.3 | 33127.2 | 15147.7 | 3798929 | 15948 | 45638.4 | 161621 | 254426 | 15096.1 | 246049 | 283954 | 72672.1 | 19479.6 | 81812.6 | 324513 | 5881302
2032-05-01 | 264512 | 177379 | 5408.38 | 82685.6 | 34231.4 | 15652.6 | 3925560 | 16479.6 | 47159.7 | 167008 | 262907 | 15599.3 | 254250 | 293419 | 75094.5 | 20128.9 | 84539.7 | 335330 | 6077345
2032-06-01 | 255980 | 171657 | 5233.92 | 80018.3 | 33127.2 | 15147.7 | 3798929 | 15948 | 45638.4 | 161621 | 254426 | 15096.1 | 246049 | 283954 | 72672.1 | 19479.6 | 81812.6 | 324513 | 5881302
2032-07-01 | 264512 | 177379 | 5408.38 | 82685.6 | 34231.4 | 15652.6 | 3925560 | 16479.6 | 47159.7 | 167008 | 262907 | 15599.3 | 254250 | 293419 | 75094.5 | 20128.9 | 84539.7 | 335330 | 6077345
2032-08-01 | 264512 | 177379 | 5408.38 | 82685.6 | 34231.4 | 15652.6 | 3925560 | 16479.6 | 47159.7 | 167008 | 262907 | 15599.3 | 254250 | 293419 | 75094.5 | 20128.9 | 84539.7 | 335330 | 6077345
2032-09-01 | 258539 | 173373 | 5260.08 | 81617.5 | 33624 | 15299.3 | 3867289 | 16107.8 | 46550.6 | 166461 | 264571 | 15307.5 | 250966 | 288211 | 73689.5 | 19771.5 | 83039.5 | 329378 | 5989057
2032-10-01 | 267157 | 179152 | 5435.42 | 84338.1 | 34744.8 | 15809.3 | 3996199 | 16644.7 | 48102.3 | 172010 | 273390 | 15817.7 | 259332 | 297818 | 76145.8 | 20430.6 | 85807.5 | 340358 | 6188692
2032-11-01 | 258539 | 173373 | 5260.08 | 81617.5 | 33624 | 15299.3 | 3867289 | 16107.8 | 46550.6 | 166461 | 264571 | 15307.5 | 250966 | 288211 | 73689.5 | 19771.5 | 83039.5 | 329378 | 5989057
2032-12-01 | 267157 | 179152 | 5435.42 | 84338.1 | 34744.8 | 15809.3 | 3996199 | 16644.7 | 48102.3 | 172010 | 273390 | 15817.7 | 259332 | 297818 | 76145.8 | 20430.6 | 85807.5 | 340358 | 6188692
2033-01-01 | 267157 | 179152 | 5435.42 | 84338.1 | 34744.8 | 15809.3 | 3996199 | 16644.7 | 48102.3 | 172010 | 273390 | 15817.7 | 259332 | 297818 | 76145.8 | 20430.6 | 85807.5 | 340358 | 6188692
2033-02-01 | 241303 | 161815 | 4909.41 | 76176.4 | 31382.4 | 14279.3 | 3609470 | 15033.9 | 43447.2 | 155364 | 246933 | 14287 | 234235 | 268997 | 68776.8 | 18453.4 | 77503.6 | 307420 | 5589786
2033-03-01 | 267157 | 179152 | 5435.42 | 84338.1 | 34744.8 | 15809.3 | 3996199 | 16644.7 | 48102.3 | 172010 | 273390 | 15817.7 | 259332 | 297818 | 76145.8 | 20430.6 | 85807.5 | 340358 | 6188692
2033-04-01 | 258539 | 173373 | 5260.08 | 81617.5 | 33624 | 15299.3 | 3867289 | 16107.8 | 46550.6 | 166461 | 264571 | 15307.5 | 250966 | 288211 | 73689.5 | 19771.5 | 83039.5 | 329378 | 5989057
2033-05-01 | 267157 | 179152 | 5435.42 | 84338.1 | 34744.8 | 15809.3 | 3996199 | 16644.7 | 48102.3 | 172010 | 273390 | 15817.7 | 259332 | 297818 | 76145.8 | 20430.6 | 85807.5 | 340358 | 6188692
2033-06-01 | 258539 | 173373 | 5260.08 | 81617.5 | 33624 | 15299.3 | 3867289 | 16107.8 | 46550.6 | 166461 | 264571 | 15307.5 | 250966 | 288211 | 73689.5 | 19771.5 | 83039.5 | 329378 | 5989057
2033-07-01 | 267157 | 179152 | 5435.42 | 84338.1 | 34744.8 | 15809.3 | 3996199 | 16644.7 | 48102.3 | 172010 | 273390 | 15817.7 | 259332 | 297818 | 76145.8 | 20430.6 | 85807.5 | 340358 | 6188692
2033-08-01 | 267157 | 179152 | 5435.42 | 84338.1 | 34744.8 | 15809.3 | 3996199 | 16644.7 | 48102.3 | 172010 | 273390 | 15817.7 | 259332 | 297818 | 76145.8 | 20430.6 | 85807.5 | 340358 | 6188692
2033-09-01 | 261098 | 175089 | 5286.24 | 83216.8 | 34120.8 | 15450.8 | 3935650 | 16267.5 | 47462.7 | 171302 | 274717 | 15521.8 | 255883 | 292469 | 74721.1 | 20063.4 | 84266.4 | 334244 | 6096829
2033-10-01 | 269801 | 180926 | 5462.45 | 85990.7 | 35258.2 | 15965.9 | 4066838 | 16809.8 | 49044.8 | 177012 | 283874 | 16039.2 | 264413 | 302218 | 77211.8 | 20732.2 | 87075.3 | 345385 | 6300056
2033-11-01 | 261098 | 175089 | 5286.24 | 83216.8 | 34120.8 | 15450.8 | 3935650 | 16267.5 | 47462.7 | 171302 | 274717 | 15521.8 | 255883 | 292469 | 74721.1 | 20063.4 | 84266.4 | 334244 | 6096829
2033-12-01 | 269801 | 180926 | 5462.45 | 85990.7 | 35258.2 | 15965.9 | 4066838 | 16809.8 | 49044.8 | 177012 | 283874 | 16039.2 | 264413 | 302218 | 77211.8 | 20732.2 | 87075.3 | 345385 | 6300056
2034-01-01 | 269801 | 180926 | 5462.45 | 85990.7 | 35258.2 | 15965.9 | 4066838 | 16809.8 | 49044.8 | 177012 | 283874 | 16039.2 | 264413 | 302218 | 77211.8 | 20732.2 | 87075.3 | 345385 | 6300056
2034-02-01 | 243692 | 163417 | 4933.82 | 77669 | 31846.1 | 14420.8 | 3673273 | 15183 | 44298.6 | 159882 | 256402 | 14487 | 238824 | 272971 | 69739.7 | 18725.8 | 78648.7 | 311961 | 5690374
2034-03-01 | 269801 | 180926 | 5462.45 | 85990.7 | 35258.2 | 15965.9 | 4066838 | 16809.8 | 49044.8 | 177012 | 283874 | 16039.2 | 264413 | 302218 | 77211.8 | 20732.2 | 87075.3 | 345385 | 6300056
2034-04-01 | 261098 | 175089 | 5286.24 | 83216.8 | 34120.8 | 15450.8 | 3935650 | 16267.5 | 47462.7 | 171302 | 274717 | 15521.8 | 255883 | 292469 | 74721.1 | 20063.4 | 84266.4 | 334244 | 6096829
2034-05-01 | 269801 | 180926 | 5462.45 | 85990.7 | 35258.2 | 15965.9 | 4066838 | 16809.8 | 49044.8 | 177012 | 283874 | 16039.2 | 264413 | 302218 | 77211.8 | 20732.2 | 87075.3 | 345385 | 6300056
2034-06-01 | 261098 | 175089 | 5286.24 | 83216.8 | 34120.8 | 15450.8 | 3935650 | 16267.5 | 47462.7 | 171302 | 274717 | 15521.8 | 255883 | 292469 | 74721.1 | 20063.4 | 84266.4 | 334244 | 6096829
2034-07-01 | 269801 | 180926 | 5462.45 | 85990.7 | 35258.2 | 15965.9 | 4066838 | 16809.8 | 49044.8 | 177012 | 283874 | 16039.2 | 264413 | 302218 | 77211.8 | 20732.2 | 87075.3 | 345385 | 6300056
2034-08-01 | 269801 | 180926 | 5462.45 | 85990.7 | 35258.2 | 15965.9 | 4066838 | 16809.8 | 49044.8 | 177012 | 283874 | 16039.2 | 264413 | 302218 | 77211.8 | 20732.2 | 87075.3 | 345385 | 6300056
2034-09-01 | 263657 | 176805 | 5312.4 | 84816 | 34617.6 | 15602.4 | 4004010 | 16427.2 | 48374.9 | 176142 | 284862 | 15739.1 | 260801 | 296726 | 75767.2 | 20355.3 | 85493.3 | 339109 | 6204618
2034-10-01 | 272446 | 182699 | 5489.48 | 87643.2 | 35771.5 | 16122.5 | 4137477 | 16974.8 | 49987.4 | 182014 | 294357 | 16263.7 | 269494 | 306617 | 78292.8 | 21033.8 | 88343.1 | 350413 | 6411439
2034-11-01 | 263657 | 176805 | 5312.4 | 84816 | 34617.6 | 15602.4 | 4004010 | 16427.2 | 48374.9 | 176142 | 284862 | 15739.1 | 260801 | 296726 | 75767.2 | 20355.3 | 85493.3 | 339109 | 6204618
2034-12-01 | 272446 | 182699 | 5489.48 | 87643.2 | 35771.5 | 16122.5 | 4137477 | 16974.8 | 49987.4 | 182014 | 294357 | 16263.7 | 269494 | 306617 | 78292.8 | 21033.8 | 88343.1 | 350413 | 6411439
2035-01-01 | 272446 | 182699 | 5489.48 | 87643.2 | 35771.5 | 16122.5 | 4137477 | 16974.8 | 49987.4 | 182014 | 294357 | 16263.7 | 269494 | 306617 | 78292.8 | 21033.8 | 88343.1 | 350413 | 6411439
2035-02-01 | 246080 | 165018 | 4958.24 | 79161.6 | 32309.8 | 14562.2 | 3737076 | 15332.1 | 45149.9 | 164399 | 265871 | 14689.8 | 243414 | 276944 | 70716.1 | 18998.3 | 79793.8 | 316502 | 5790977
2035-03-01 | 272446 | 182699 | 5489.48 | 87643.2 | 35771.5 | 16122.5 | 4137477 | 16974.8 | 49987.4 | 182014 | 294357 | 16263.7 | 269494 | 306617 | 78292.8 | 21033.8 | 88343.1 | 350413 | 6411439
2035-04-01 | 263657 | 176805 | 5312.4 | 84816 | 34617.6 | 15602.4 | 4004010 | 16427.2 | 48374.9 | 176142 | 284862 | 15739.1 | 260801 | 296726 | 75767.2 | 20355.3 | 85493.3 | 339109 | 6204618
2035-05-01 | 272446 | 182699 | 5489.48 | 87643.2 | 35771.5 | 16122.5 | 4137477 | 16974.8 | 49987.4 | 182014 | 294357 | 16263.7 | 269494 | 306617 | 78292.8 | 21033.8 | 88343.1 | 350413 | 6411439
2035-06-01 | 263657 | 176805 | 5312.4 | 84816 | 34617.6 | 15602.4 | 4004010 | 16427.2 | 48374.9 | 176142 | 284862 | 15739.1 | 260801 | 296726 | 75767.2 | 20355.3 | 85493.3 | 339109 | 6204618
2035-07-01 | 272446 | 182699 | 5489.48 | 87643.2 | 35771.5 | 16122.5 | 4137477 | 16974.8 | 49987.4 | 182014 | 294357 | 16263.7 | 269494 | 306617 | 78292.8 | 21033.8 | 88343.1 | 350413 | 6411439
2035-08-01 | 272446 | 182699 | 5489.48 | 87643.2 | 35771.5 | 16122.5 | 4137477 | 16974.8 | 49987.4 | 182014 | 294357 | 16263.7 | 269494 | 306617 | 78292.8 | 21033.8 | 88343.1 | 350413 | 6411439
2035-09-01 | 266347 | 178609 | 5339.28 | 86581.5 | 35152.6 | 15761.5 | 4065883 | 16594.6 | 49381.9 | 179809 | 297205 | 15959.4 | 266230 | 301313 | 76827.9 | 20669.9 | 86814.7 | 344350 | 6308829
2035-10-01 | 275225 | 184563 | 5517.26 | 89467.6 | 36324.3 | 16286.9 | 4201413 | 17147.8 | 51027.9 | 185802 | 307112 | 16491.4 | 275104 | 311356 | 79388.9 | 21358.9 | 89708.5 | 355829 | 6519123
2035-11-01 | 266347 | 178609 | 5339.28 | 86581.5 | 35152.6 | 15761.5 | 4065883 | 16594.6 | 49381.9 | 179809 | 297205 | 15959.4 | 266230 | 301313 | 76827.9 | 20669.9 | 86814.7 | 344350 | 6308829
2035-12-01 | 275225 | 184563 | 5517.26 | 89467.6 | 36324.3 | 16286.9 | 4201413 | 17147.8 | 51027.9 | 185802 | 307112 | 16491.4 | 275104 | 311356 | 79388.9 | 21358.9 | 89708.5 | 355829 | 6519123
2036-01-01 | 275225 | 184563 | 5517.26 | 89467.6 | 36324.3 | 16286.9 | 4201413 | 17147.8 | 51027.9 | 185802 | 307112 | 16491.4 | 275104 | 311356 | 79388.9 | 21358.9 | 89708.5 | 355829 | 6519123
2036-02-01 | 248591 | 166702 | 4983.33 | 80809.4 | 32809.1 | 14710.8 | 3794824 | 15488.3 | 46089.8 | 167821 | 277392 | 14895.5 | 248481 | 281225 | 71706.1 | 19291.9 | 81027.1 | 321394 | 5888241
2036-03-01 | 275225 | 184563 | 5517.26 | 89467.6 | 36324.3 | 16286.9 | 4201413 | 17147.8 | 51027.9 | 185802 | 307112 | 16491.4 | 275104 | 311356 | 79388.9 | 21358.9 | 89708.5 | 355829 | 6519123
2036-04-01 | 266347 | 178609 | 5339.28 | 86581.5 | 35152.6 | 15761.5 | 4065883 | 16594.6 | 49381.9 | 179809 | 297205 | 15959.4 | 266230 | 301313 | 76827.9 | 20669.9 | 86814.7 | 344350 | 6308829
2036-05-01 | 275225 | 184563 | 5517.26 | 89467.6 | 36324.3 | 16286.9 | 4201413 | 17147.8 | 51027.9 | 185802 | 307112 | 16491.4 | 275104 | 311356 | 79388.9 | 21358.9 | 89708.5 | 355829 | 6519123
2036-06-01 | 266347 | 178609 | 5339.28 | 86581.5 | 35152.6 | 15761.5 | 4065883 | 16594.6 | 49381.9 | 179809 | 297205 | 15959.4 | 266230 | 301313 | 76827.9 | 20669.9 | 86814.7 | 344350 | 6308829
2036-07-01 | 275225 | 184563 | 5517.26 | 89467.6 | 36324.3 | 16286.9 | 4201413 | 17147.8 | 51027.9 | 185802 | 307112 | 16491.4 | 275104 | 311356 | 79388.9 | 21358.9 | 89708.5 | 355829 | 6519123
2036-08-01 | 275225 | 184563 | 5517.26 | 89467.6 | 36324.3 | 16286.9 | 4201413 | 17147.8 | 51027.9 | 185802 | 307112 | 16491.4 | 275104 | 311356 | 79388.9 | 21358.9 | 89708.5 | 355829 | 6519123
2036-09-01 | 269037 | 180413 | 5366.16 | 88347 | 35687.5 | 15920.6 | 4127756 | 16762.1 | 50388.9 | 183475 | 309548 | 16182.9 | 271658 | 305899 | 77903.5 | 20984.5 | 88136.1 | 349592 | 6413058
2036-10-01 | 278005 | 186427 | 5545.03 | 91291.9 | 36877.1 | 16451.3 | 4265348 | 17320.8 | 52068.5 | 189591 | 319867 | 16722.3 | 280714 | 316096 | 80500.3 | 21683.9 | 91074 | 361245 | 6626826
2036-11-01 | 269037 | 180413 | 5366.16 | 88347 | 35687.5 | 15920.6 | 4127756 | 16762.1 | 50388.9 | 183475 | 309548 | 16182.9 | 271658 | 305899 | 77903.5 | 20984.5 | 88136.1 | 349592 | 6413058
2036-12-01 | 278005 | 186427 | 5545.03 | 91291.9 | 36877.1 | 16451.3 | 4265348 | 17320.8 | 52068.5 | 189591 | 319867 | 16722.3 | 280714 | 316096 | 80500.3 | 21683.9 | 91074 | 361245 | 6626826
2037-01-01 | 278005 | 186427 | 5545.03 | 91291.9 | 36877.1 | 16451.3 | 4265348 | 17320.8 | 52068.5 | 189591 | 319867 | 16722.3 | 280714 | 316096 | 80500.3 | 21683.9 | 91074 | 361245 | 6626826
2037-02-01 | 251101 | 168385 | 5008.42 | 82457.2 | 33308.4 | 14859.3 | 3852573 | 15644.6 | 47029.6 | 171243 | 288912 | 15104 | 253548 | 285506 | 72710 | 19585.5 | 82260.3 | 326286 | 5985521
2037-03-01 | 278005 | 186427 | 5545.03 | 91291.9 | 36877.1 | 16451.3 | 4265348 | 17320.8 | 52068.5 | 189591 | 319867 | 16722.3 | 280714 | 316096 | 80500.3 | 21683.9 | 91074 | 361245 | 6626826
2037-04-01 | 269037 | 180413 | 5366.16 | 88347 | 35687.5 | 15920.6 | 4127756 | 16762.1 | 50388.9 | 183475 | 309548 | 16182.9 | 271658 | 305899 | 77903.5 | 20984.5 | 88136.1 | 349592 | 6413058
2037-05-01 | 278005 | 186427 | 5545.03 | 91291.9 | 36877.1 | 16451.3 | 4265348 | 17320.8 | 52068.5 | 189591 | 319867 | 16722.3 | 280714 | 316096 | 80500.3 | 21683.9 | 91074 | 361245 | 6626826
2037-06-01 | 269037 | 180413 | 5366.16 | 88347 | 35687.5 | 15920.6 | 4127756 | 16762.1 | 50388.9 | 183475 | 309548 | 16182.9 | 271658 | 305899 | 77903.5 | 20984.5 | 88136.1 | 349592 | 6413058
2037-07-01 | 278005 | 186427 | 5545.03 | 91291.9 | 36877.1 | 16451.3 | 4265348 | 17320.8 | 52068.5 | 189591 | 319867 | 16722.3 | 280714 | 316096 | 80500.3 | 21683.9 | 91074 | 361245 | 6626826
2037-08-01 | 278005 | 186427 | 5545.03 | 91291.9 | 36877.1 | 16451.3 | 4265348 | 17320.8 | 52068.5 | 189591 | 319867 | 16722.3 | 280714 | 316096 | 80500.3 | 21683.9 | 91074 | 361245 | 6626826
2037-09-01 | 271726 | 182217 | 5393.04 | 90112.5 | 36222.5 | 16079.8 | 4189630 | 16929.4 | 51395.9 | 187141 | 321891 | 16409.4 | 277087 | 310486 | 78994.2 | 21299 | 89457.5 | 354833 | 6517305
2037-10-01 | 280784 | 188290 | 5572.81 | 93116.3 | 37429.9 | 16615.8 | 4329284 | 17493.8 | 53109.1 | 193379 | 332621 | 16956.4 | 286324 | 320835 | 81627.3 | 22009 | 92439.4 | 366661 | 6734548
2037-11-01 | 271726 | 182217 | 5393.04 | 90112.5 | 36222.5 | 16079.8 | 4189630 | 16929.4 | 51395.9 | 187141 | 321891 | 16409.4 | 277087 | 310486 | 78994.2 | 21299 | 89457.5 | 354833 | 6517305
2037-12-01 | 280784 | 188290 | 5572.81 | 93116.3 | 37429.9 | 16615.8 | 4329284 | 17493.8 | 53109.1 | 193379 | 332621 | 16956.4 | 286324 | 320835 | 81627.3 | 22009 | 92439.4 | 366661 | 6734548
2038-01-01 | 280784 | 188290 | 5572.81 | 93116.3 | 37429.9 | 16615.8 | 4329284 | 17493.8 | 53109.1 | 193379 | 332621 | 16956.4 | 286324 | 320835 | 81627.3 | 22009 | 92439.4 | 366661 | 6734548
2038-02-01 | 253611 | 170069 | 5033.5 | 84105 | 33807.6 | 15007.8 | 3910321 | 15800.8 | 47969.5 | 174665 | 300432 | 15315.5 | 258615 | 289786 | 73727.9 | 19879.1 | 83493.6 | 331177 | 6082818
2038-03-01 | 280784 | 188290 | 5572.81 | 93116.3 | 37429.9 | 16615.8 | 4329284 | 17493.8 | 53109.1 | 193379 | 332621 | 16956.4 | 286324 | 320835 | 81627.3 | 22009 | 92439.4 | 366661 | 6734548
2038-04-01 | 271726 | 182217 | 5393.04 | 90112.5 | 36222.5 | 16079.8 | 4189630 | 16929.4 | 51395.9 | 187141 | 321891 | 16409.4 | 277087 | 310486 | 78994.2 | 21299 | 89457.5 | 354833 | 6517305
2038-05-01 | 280784 | 188290 | 5572.81 | 93116.3 | 37429.9 | 16615.8 | 4329284 | 17493.8 | 53109.1 | 193379 | 332621 | 16956.4 | 286324 | 320835 | 81627.3 | 22009 | 92439.4 | 366661 | 6734548
2038-06-01 | 271726 | 182217 | 5393.04 | 90112.5 | 36222.5 | 16079.8 | 4189630 | 16929.4 | 51395.9 | 187141 | 321891 | 16409.4 | 277087 | 310486 | 78994.2 | 21299 | 89457.5 | 354833 | 6517305
2038-07-01 | 280784 | 188290 | 5572.81 | 93116.3 | 37429.9 | 16615.8 | 4329284 | 17493.8 | 53109.1 | 193379 | 332621 | 16956.4 | 286324 | 320835 | 81627.3 | 22009 | 92439.4 | 366661 | 6734548
2038-08-01 | 280784 | 188290 | 5572.81 | 93116.3 | 37429.9 | 16615.8 | 4329284 | 17493.8 | 53109.1 | 193379 | 332621 | 16956.4 | 286324 | 320835 | 81627.3 | 22009 | 92439.4 | 366661 | 6734548
2038-09-01 | 274416 | 184020 | 5419.92 | 91878 | 36757.4 | 16238.9 | 4251503 | 17096.9 | 52402.9 | 190808 | 334235 | 16639.2 | 282516 | 315072 | 80100.1 | 21613.6 | 90778.8 | 360074 | 6621570
2038-10-01 | 283563 | 190154 | 5600.58 | 94940.6 | 37982.7 | 16780.2 | 4393220 | 17666.7 | 54149.7 | 197168 | 345376 | 17193.8 | 291933 | 325574 | 82770.1 | 22334.1 | 93804.8 | 372077 | 6842289
2038-11-01 | 274416 | 184020 | 5419.92 | 91878 | 36757.4 | 16238.9 | 4251503 | 17096.9 | 52402.9 | 190808 | 334235 | 16639.2 | 282516 | 315072 | 80100.1 | 21613.6 | 90778.8 | 360074 | 6621570
2038-12-01 | 283563 | 190154 | 5600.58 | 94940.6 | 37982.7 | 16780.2 | 4393220 | 17666.7 | 54149.7 | 197168 | 345376 | 17193.8 | 291933 | 325574 | 82770.1 | 22334.1 | 93804.8 | 372077 | 6842289
2039-01-01 | 283563 | 190154 | 5600.58 | 94940.6 | 37982.7 | 16780.2 | 4393220 | 17666.7 | 54149.7 | 197168 | 345376 | 17193.8 | 291933 | 325574 | 82770.1 | 22334.1 | 93804.8 | 372077 | 6842289
2039-02-01 | 256122 | 171752 | 5058.59 | 85752.8 | 34306.9 | 15156.3 | 3968069 | 15957.1 | 48909.4 | 178087 | 311952 | 15529.9 | 263682 | 294067 | 74760.1 | 20172.7 | 84726.9 | 336069 | 6180132
2039-03-01 | 283563 | 190154 | 5600.58 | 94940.6 | 37982.7 | 16780.2 | 4393220 | 17666.7 | 54149.7 | 197168 | 345376 | 17193.8 | 291933 | 325574 | 82770.1 | 22334.1 | 93804.8 | 372077 | 6842289
2039-04-01 | 274416 | 184020 | 5419.92 | 91878 | 36757.4 | 16238.9 | 4251503 | 17096.9 | 52402.9 | 190808 | 334235 | 16639.2 | 282516 | 315072 | 80100.1 | 21613.6 | 90778.8 | 360074 | 6621570
2039-05-01 | 283563 | 190154 | 5600.58 | 94940.6 | 37982.7 | 16780.2 | 4393220 | 17666.7 | 54149.7 | 197168 | 345376 | 17193.8 | 291933 | 325574 | 82770.1 | 22334.1 | 93804.8 | 372077 | 6842289
2039-06-01 | 274416 | 184020 | 5419.92 | 91878 | 36757.4 | 16238.9 | 4251503 | 17096.9 | 52402.9 | 190808 | 334235 | 16639.2 | 282516 | 315072 | 80100.1 | 21613.6 | 90778.8 | 360074 | 6621570
2039-07-01 | 283563 | 190154 | 5600.58 | 94940.6 | 37982.7 | 16780.2 | 4393220 | 17666.7 | 54149.7 | 197168 | 345376 | 17193.8 | 291933 | 325574 | 82770.1 | 22334.1 | 93804.8 | 372077 | 6842289
2039-08-01 | 283563 | 190154 | 5600.58 | 94940.6 | 37982.7 | 16780.2 | 4393220 | 17666.7 | 54149.7 | 197168 | 345376 | 17193.8 | 291933 | 325574 | 82770.1 | 22334.1 | 93804.8 | 372077 | 6842289
2039-09-01 | 277106 | 185824 | 5446.8 | 93643.6 | 37292.4 | 16398 | 4313376 | 17264.2 | 53409.9 | 194474 | 346578 | 16872.1 | 287945 | 319658 | 81221.5 | 21928.2 | 92100.2 | 365315 | 6725854
2039-10-01 | 286343 | 192018 | 5628.36 | 96765 | 38535.5 | 16944.6 | 4457155 | 17839.7 | 55190.2 | 200957 | 358130 | 17434.5 | 297543 | 330314 | 83928.9 | 22659.1 | 95170.2 | 377493 | 6950049
2039-11-01 | 277106 | 185824 | 5446.8 | 93643.6 | 37292.4 | 16398 | 4313376 | 17264.2 | 53409.9 | 194474 | 346578 | 16872.1 | 287945 | 319658 | 81221.5 | 21928.2 | 92100.2 | 365315 | 6725854
2039-12-01 | 286343 | 192018 | 5628.36 | 96765 | 38535.5 | 16944.6 | 4457155 | 17839.7 | 55190.2 | 200957 | 358130 | 17434.5 | 297543 | 330314 | 83928.9 | 22659.1 | 95170.2 | 377493 | 6950049
2040-01-01 | 286343 | 192018 | 5628.36 | 96765 | 38535.5 | 16944.6 | 4457155 | 17839.7 | 55190.2 | 200957 | 358130 | 17434.5 | 297543 | 330314 | 83928.9 | 22659.1 | 95170.2 | 377493 | 6950049
2040-02-01 | 258632 | 173436 | 5083.68 | 87400.7 | 34806.2 | 15304.8 | 4025818 | 16113.3 | 49849.2 | 181509 | 323472 | 15747.3 | 268749 | 298348 | 75806.7 | 20466.3 | 85960.2 | 340961 | 6277464
2040-03-01 | 286343 | 192018 | 5628.36 | 96765 | 38535.5 | 16944.6 | 4457155 | 17839.7 | 55190.2 | 200957 | 358130 | 17434.5 | 297543 | 330314 | 83928.9 | 22659.1 | 95170.2 | 377493 | 6950049
2040-04-01 | 277106 | 185824 | 5446.8 | 93643.6 | 37292.4 | 16398 | 4313376 | 17264.2 | 53409.9 | 194474 | 346578 | 16872.1 | 287945 | 319658 | 81221.5 | 21928.2 | 92100.2 | 365315 | 6725854
2040-05-01 | 286343 | 192018 | 5628.36 | 96765 | 38535.5 | 16944.6 | 4457155 | 17839.7 | 55190.2 | 200957 | 358130 | 17434.5 | 297543 | 330314 | 83928.9 | 22659.1 | 95170.2 | 377493 | 6950049
2040-06-01 | 277106 | 185824 | 5446.8 | 93643.6 | 37292.4 | 16398 | 4313376 | 17264.2 | 53409.9 | 194474 | 346578 | 16872.1 | 287945 | 319658 | 81221.5 | 21928.2 | 92100.2 | 365315 | 6725854
2040-07-01 | 286343 | 192018 | 5628.36 | 96765 | 38535.5 | 16944.6 | 4457155 | 17839.7 | 55190.2 | 200957 | 358130 | 17434.5 | 297543 | 330314 | 83928.9 | 22659.1 | 95170.2 | 377493 | 6950049
2040-08-01 | 286343 | 192018 | 5628.36 | 96765 | 38535.5 | 16944.6 | 4457155 | 17839.7 | 55190.2 | 200957 | 358130 | 17434.5 | 297543 | 330314 | 83928.9 | 22659.1 | 95170.2 | 377493 | 6950049
2040-09-01 | 279359 | 187335 | 5474.4 | 95091 | 37672.9 | 16531.2 | 4357379 | 17404.6 | 54235.4 | 197480 | 353792 | 17108.3 | 292396 | 322919 | 82358.6 | 22152.1 | 93039.7 | 369042 | 6800770
2040-10-01 | 288671 | 193579 | 5656.88 | 98260.7 | 38928.7 | 17082.2 | 4502625 | 17984.8 | 56043.2 | 204063 | 365585 | 17678.6 | 302143 | 333683 | 85103.9 | 22890.5 | 96141 | 381344 | 7027463
2040-11-01 | 279359 | 187335 | 5474.4 | 95091 | 37672.9 | 16531.2 | 4357379 | 17404.6 | 54235.4 | 197480 | 353792 | 17108.3 | 292396 | 322919 | 82358.6 | 22152.1 | 93039.7 | 369042 | 6800770
2040-12-01 | 288671 | 193579 | 5656.88 | 98260.7 | 38928.7 | 17082.2 | 4502625 | 17984.8 | 56043.2 | 204063 | 365585 | 17678.6 | 302143 | 333683 | 85103.9 | 22890.5 | 96141 | 381344 | 7027463
2041-01-01 | 288671 | 193579 | 5656.88 | 98260.7 | 38928.7 | 17082.2 | 4502625 | 17984.8 | 56043.2 | 204063 | 365585 | 17678.6 | 302143 | 333683 | 85103.9 | 22890.5 | 96141 | 381344 | 7027463
2041-02-01 | 260735 | 174846 | 5109.44 | 88751.6 | 35161.4 | 15429.1 | 4066887 | 16244.3 | 50619.7 | 184315 | 330206 | 15967.8 | 272903 | 301391 | 76868 | 20675.3 | 86837 | 344440 | 6347386
2041-03-01 | 288671 | 193579 | 5656.88 | 98260.7 | 38928.7 | 17082.2 | 4502625 | 17984.8 | 56043.2 | 204063 | 365585 | 17678.6 | 302143 | 333683 | 85103.9 | 22890.5 | 96141 | 381344 | 7027463
2041-04-01 | 279359 | 187335 | 5474.4 | 95091 | 37672.9 | 16531.2 | 4357379 | 17404.6 | 54235.4 | 197480 | 353792 | 17108.3 | 292396 | 322919 | 82358.6 | 22152.1 | 93039.7 | 369042 | 6800770
2041-05-01 | 288671 | 193579 | 5656.88 | 98260.7 | 38928.7 | 17082.2 | 4502625 | 17984.8 | 56043.2 | 204063 | 365585 | 17678.6 | 302143 | 333683 | 85103.9 | 22890.5 | 96141 | 381344 | 7027463
2041-06-01 | 279359 | 187335 | 5474.4 | 95091 | 37672.9 | 16531.2 | 4357379 | 17404.6 | 54235.4 | 197480 | 353792 | 17108.3 | 292396 | 322919 | 82358.6 | 22152.1 | 93039.7 | 369042 | 6800770
2041-07-01 | 288671 | 193579 | 5656.88 | 98260.7 | 38928.7 | 17082.2 | 4502625 | 17984.8 | 56043.2 | 204063 | 365585 | 17678.6 | 302143 | 333683 | 85103.9 | 22890.5 | 96141 | 381344 | 7027463
2041-08-01 | 288671 | 193579 | 5656.88 | 98260.7 | 38928.7 | 17082.2 | 4502625 | 17984.8 | 56043.2 | 204063 | 365585 | 17678.6 | 302143 | 333683 | 85103.9 | 22890.5 | 96141 | 381344 | 7027463
2041-09-01 | 281611 | 188845 | 5502 | 96538.5 | 38053.4 | 16664.4 | 4401382 | 17545.1 | 55060.8 | 200486 | 361007 | 17347.8 | 296847 | 326180 | 83511.6 | 22375.9 | 93979.2 | 372770 | 6875706
2041-10-01 | 290998 | 195140 | 5685.4 | 99756.4 | 39321.9 | 17219.9 | 4548094 | 18129.9 | 56896.2 | 207169 | 373040 | 17926.1 | 306742 | 337053 | 86295.4 | 23121.8 | 97111.8 | 385195 | 7104896
2041-11-01 | 281611 | 188845 | 5502 | 96538.5 | 38053.4 | 16664.4 | 4401382 | 17545.1 | 55060.8 | 200486 | 361007 | 17347.8 | 296847 | 326180 | 83511.6 | 22375.9 | 93979.2 | 372770 | 6875706
2041-12-01 | 290998 | 195140 | 5685.4 | 99756.4 | 39321.9 | 17219.9 | 4548094 | 18129.9 | 56896.2 | 207169 | 373040 | 17926.1 | 306742 | 337053 | 86295.4 | 23121.8 | 97111.8 | 385195 | 7104896
2042-01-01 | 290998 | 195140 | 5685.4 | 99756.4 | 39321.9 | 17219.9 | 4548094 | 18129.9 | 56896.2 | 207169 | 373040 | 17926.1 | 306742 | 337053 | 86295.4 | 23121.8 | 97111.8 | 385195 | 7104896
2042-02-01 | 262837 | 176256 | 5135.2 | 90102.6 | 35516.5 | 15553.4 | 4107956 | 16375.4 | 51390.1 | 187120 | 336940 | 16191.3 | 277057 | 304435 | 77944.2 | 20884.2 | 87713.9 | 347918 | 6417326
2042-03-01 | 290998 | 195140 | 5685.4 | 99756.4 | 39321.9 | 17219.9 | 4548094 | 18129.9 | 56896.2 | 207169 | 373040 | 17926.1 | 306742 | 337053 | 86295.4 | 23121.8 | 97111.8 | 385195 | 7104896
2042-04-01 | 281611 | 188845 | 5502 | 96538.5 | 38053.4 | 16664.4 | 4401382 | 17545.1 | 55060.8 | 200486 | 361007 | 17347.8 | 296847 | 326180 | 83511.6 | 22375.9 | 93979.2 | 372770 | 6875706
2042-05-01 | 290998 | 195140 | 5685.4 | 99756.4 | 39321.9 | 17219.9 | 4548094 | 18129.9 | 56896.2 | 207169 | 373040 | 17926.1 | 306742 | 337053 | 86295.4 | 23121.8 | 97111.8 | 385195 | 7104896
2042-06-01 | 281611 | 188845 | 5502 | 96538.5 | 38053.4 | 16664.4 | 4401382 | 17545.1 | 55060.8 | 200486 | 361007 | 17347.8 | 296847 | 326180 | 83511.6 | 22375.9 | 93979.2 | 372770 | 6875706
2042-07-01 | 290998 | 195140 | 5685.4 | 99756.4 | 39321.9 | 17219.9 | 4548094 | 18129.9 | 56896.2 | 207169 | 373040 | 17926.1 | 306742 | 337053 | 86295.4 | 23121.8 | 97111.8 | 385195 | 7104896
2042-08-01 | 290998 | 195140 | 5685.4 | 99756.4 | 39321.9 | 17219.9 | 4548094 | 18129.9 | 56896.2 | 207169 | 373040 | 17926.1 | 306742 | 337053 | 86295.4 | 23121.8 | 97111.8 | 385195 | 7104896
2042-09-01 | 283864 | 190356 | 5529.6 | 97985.9 | 38434 | 16797.6 | 4445384 | 17685.4 | 55886.3 | 203492 | 368221 | 17590.7 | 301298 | 329441 | 84680.8 | 22599.8 | 94918.6 | 376497 | 6950661
2042-10-01 | 293326 | 196701 | 5713.92 | 101252 | 39715.1 | 17357.5 | 4593564 | 18275 | 57749.2 | 210275 | 380495 | 18177.1 | 311341 | 340423 | 87503.5 | 23353.1 | 98082.6 | 389047 | 7182350
2042-11-01 | 283864 | 190356 | 5529.6 | 97985.9 | 38434 | 16797.6 | 4445384 | 17685.4 | 55886.3 | 203492 | 368221 | 17590.7 | 301298 | 329441 | 84680.8 | 22599.8 | 94918.6 | 376497 | 6950661
2042-12-01 | 293326 | 196701 | 5713.92 | 101252 | 39715.1 | 17357.5 | 4593564 | 18275 | 57749.2 | 210275 | 380495 | 18177.1 | 311341 | 340423 | 87503.5 | 23353.1 | 98082.6 | 389047 | 7182350
2043-01-01 | 293326 | 196701 | 5713.92 | 101252 | 39715.1 | 17357.5 | 4593564 | 18275 | 57749.2 | 210275 | 380495 | 18177.1 | 311341 | 340423 | 87503.5 | 23353.1 | 98082.6 | 389047 | 7182350
2043-02-01 | 264940 | 177665 | 5160.96 | 91453.5 | 35871.7 | 15677.8 | 4149025 | 16506.4 | 52160.6 | 189925 | 343673 | 16418 | 281211 | 307479 | 79035.4 | 21093.1 | 88590.7 | 351397 | 6487284
2043-03-01 | 293326 | 196701 | 5713.92 | 101252 | 39715.1 | 17357.5 | 4593564 | 18275 | 57749.2 | 210275 | 380495 | 18177.1 | 311341 | 340423 | 87503.5 | 23353.1 | 98082.6 | 389047 | 7182350
2043-04-01 | 283864 | 190356 | 5529.6 | 97985.9 | 38434 | 16797.6 | 4445384 | 17685.4 | 55886.3 | 203492 | 368221 | 17590.7 | 301298 | 329441 | 84680.8 | 22599.8 | 94918.6 | 376497 | 6950661
2043-05-01 | 293326 | 196701 | 5713.92 | 101252 | 39715.1 | 17357.5 | 4593564 | 18275 | 57749.2 | 210275 | 380495 | 18177.1 | 311341 | 340423 | 87503.5 | 23353.1 | 98082.6 | 389047 | 7182350
2043-06-01 | 283864 | 190356 | 5529.6 | 97985.9 | 38434 | 16797.6 | 4445384 | 17685.4 | 55886.3 | 203492 | 368221 | 17590.7 | 301298 | 329441 | 84680.8 | 22599.8 | 94918.6 | 376497 | 6950661
2043-07-01 | 293326 | 196701 | 5713.92 | 101252 | 39715.1 | 17357.5 | 4593564 | 18275 | 57749.2 | 210275 | 380495 | 18177.1 | 311341 | 340423 | 87503.5 | 23353.1 | 98082.6 | 389047 | 7182350
2043-08-01 | 293326 | 196701 | 5713.92 | 101252 | 39715.1 | 17357.5 | 4593564 | 18275 | 57749.2 | 210275 | 380495 | 18177.1 | 311341 | 340423 | 87503.5 | 23353.1 | 98082.6 | 389047 | 7182350
2043-09-01 | 286117 | 191866 | 5557.2 | 99433.4 | 38814.5 | 16930.8 | 4489387 | 17825.9 | 56711.8 | 206497 | 375436 | 17837 | 305748 | 332702 | 85866.3 | 22823.6 | 95858.1 | 380224 | 7025636
2043-10-01 | 295654 | 198262 | 5742.44 | 102748 | 40108.3 | 17495.2 | 4639033 | 18420 | 58602.2 | 213381 | 387950 | 18431.5 | 315940 | 343793 | 88728.5 | 23584.4 | 99053.4 | 392898 | 7259824
2043-11-01 | 286117 | 191866 | 5557.2 | 99433.4 | 38814.5 | 16930.8 | 4489387 | 17825.9 | 56711.8 | 206497 | 375436 | 17837 | 305748 | 332702 | 85866.3 | 22823.6 | 95858.1 | 380224 | 7025636
2043-12-01 | 295654 | 198262 | 5742.44 | 102748 | 40108.3 | 17495.2 | 4639033 | 18420 | 58602.2 | 213381 | 387950 | 18431.5 | 315940 | 343793 | 88728.5 | 23584.4 | 99053.4 | 392898 | 7259824
2044-01-01 | 295654 | 198262 | 5742.44 | 102748 | 40108.3 | 17495.2 | 4639033 | 18420 | 58602.2 | 213381 | 387950 | 18431.5 | 315940 | 343793 | 88728.5 | 23584.4 | 99053.4 | 392898 | 7259824
2044-02-01 | 267042 | 179075 | 5186.72 | 92804.5 | 36226.8 | 15802.1 | 4190095 | 16637.5 | 52931 | 192731 | 350407 | 16647.8 | 285365 | 310522 | 80141.9 | 21302.1 | 89467.6 | 354875 | 6557261
2044-03-01 | 295654 | 198262 | 5742.44 | 102748 | 40108.3 | 17495.2 | 4639033 | 18420 | 58602.2 | 213381 | 387950 | 18431.5 | 315940 | 343793 | 88728.5 | 23584.4 | 99053.4 | 392898 | 7259824
2044-04-01 | 286117 | 191866 | 5557.2 | 99433.4 | 38814.5 | 16930.8 | 4489387 | 17825.9 | 56711.8 | 206497 | 375436 | 17837 | 305748 | 332702 | 85866.3 | 22823.6 | 95858.1 | 380224 | 7025636
2044-05-01 | 295654 | 198262 | 5742.44 | 102748 | 40108.3 | 17495.2 | 4639033 | 18420 | 58602.2 | 213381 | 387950 | 18431.5 | 315940 | 343793 | 88728.5 | 23584.4 | 99053.4 | 392898 | 7259824
2044-06-01 | 286117 | 191866 | 5557.2 | 99433.4 | 38814.5 | 16930.8 | 4489387 | 17825.9 | 56711.8 | 206497 | 375436 | 17837 | 305748 | 332702 | 85866.3 | 22823.6 | 95858.1 | 380224 | 7025636
2044-07-01 | 295654 | 198262 | 5742.44 | 102748 | 40108.3 | 17495.2 | 4639033 | 18420 | 58602.2 | 213381 | 387950 | 18431.5 | 315940 | 343793 | 88728.5 | 23584.4 | 99053.4 | 392898 | 7259824
2044-08-01 | 295654 | 198262 | 5742.44 | 102748 | 40108.3 | 17495.2 | 4639033 | 18420 | 58602.2 | 213381 | 387950 | 18431.5 | 315940 | 343793 | 88728.5 | 23584.4 | 99053.4 | 392898 | 7259824
2044-09-01 | 288369 | 193377 | 5584.8 | 100881 | 39195 | 17064 | 4533390 | 17966.2 | 57537.2 | 209503 | 382650 | 18086.7 | 310199 | 335963 | 87068.5 | 23047.5 | 96797.6 | 383951 | 7100631
2044-10-01 | 297982 | 199823 | 5770.96 | 104244 | 40501.5 | 17632.8 | 4684503 | 18565.1 | 59455.1 | 216487 | 395405 | 18689.6 | 320539 | 347162 | 89970.7 | 23815.8 | 100024 | 396749 | 7337319
2044-11-01 | 288369 | 193377 | 5584.8 | 100881 | 39195 | 17064 | 4533390 | 17966.2 | 57537.2 | 209503 | 382650 | 18086.7 | 310199 | 335963 | 87068.5 | 23047.5 | 96797.6 | 383951 | 7100631
2044-12-01 | 297982 | 199823 | 5770.96 | 104244 | 40501.5 | 17632.8 | 4684503 | 18565.1 | 59455.1 | 216487 | 395405 | 18689.6 | 320539 | 347162 | 89970.7 | 23815.8 | 100024 | 396749 | 7337319
2045-01-01 | 297982 | 199823 | 5770.96 | 104244 | 40501.5 | 17632.8 | 4684503 | 18565.1 | 59455.1 | 216487 | 395405 | 18689.6 | 320539 | 347162 | 89970.7 | 23815.8 | 100024 | 396749 | 7337319
2045-02-01 | 269145 | 180485 | 5212.48 | 94155.4 | 36582 | 15926.4 | 4231164 | 16768.5 | 53701.4 | 195536 | 357140 | 16880.9 | 289519 | 313566 | 81263.9 | 21511 | 90344.4 | 358354 | 6627256
2045-03-01 | 297982 | 199823 | 5770.96 | 104244 | 40501.5 | 17632.8 | 4684503 | 18565.1 | 59455.1 | 216487 | 395405 | 18689.6 | 320539 | 347162 | 89970.7 | 23815.8 | 100024 | 396749 | 7337319
2045-04-01 | 288369 | 193377 | 5584.8 | 100881 | 39195 | 17064 | 4533390 | 17966.2 | 57537.2 | 209503 | 382650 | 18086.7 | 310199 | 335963 | 87068.5 | 23047.5 | 96797.6 | 383951 | 7100631
2045-05-01 | 297982 | 199823 | 5770.96 | 104244 | 40501.5 | 17632.8 | 4684503 | 18565.1 | 59455.1 | 216487 | 395405 | 18689.6 | 320539 | 347162 | 89970.7 | 23815.8 | 100024 | 396749 | 7337319
2045-06-01 | 288369 | 193377 | 5584.8 | 100881 | 39195 | 17064 | 4533390 | 17966.2 | 57537.2 | 209503 | 382650 | 18086.7 | 310199 | 335963 | 87068.5 | 23047.5 | 96797.6 | 383951 | 7100631
2045-07-01 | 297982 | 199823 | 5770.96 | 104244 | 40501.5 | 17632.8 | 4684503 | 18565.1 | 59455.1 | 216487 | 395405 | 18689.6 | 320539 | 347162 | 89970.7 | 23815.8 | 100024 | 396749 | 7337319
2045-08-01 | 297982 | 199823 | 5770.96 | 104244 | 40501.5 | 17632.8 | 4684503 | 18565.1 | 59455.1 | 216487 | 395405 | 18689.6 | 320539 | 347162 | 89970.7 | 23815.8 | 100024 | 396749 | 7337319
2045-09-01 | 290713 | 194949 | 5612.88 | 101910 | 39595 | 17202.6 | 4579657 | 18112 | 58124.3 | 211641 | 390615 | 18339.9 | 313364 | 339391 | 88287.4 | 23282.7 | 97785.3 | 387868 | 7176451
2045-10-01 | 300404 | 201447 | 5799.98 | 105307 | 40914.8 | 17776 | 4732312 | 18715.8 | 60061.7 | 218696 | 403636 | 18951.2 | 323809 | 350704 | 91230.3 | 24058.8 | 101045 | 400797 | 7415666
2045-11-01 | 290713 | 194949 | 5612.88 | 101910 | 39595 | 17202.6 | 4579657 | 18112 | 58124.3 | 211641 | 390615 | 18339.9 | 313364 | 339391 | 88287.4 | 23282.7 | 97785.3 | 387868 | 7176451
2045-12-01 | 300404 | 201447 | 5799.98 | 105307 | 40914.8 | 17776 | 4732312 | 18715.8 | 60061.7 | 218696 | 403636 | 18951.2 | 323809 | 350704 | 91230.3 | 24058.8 | 101045 | 400797 | 7415666
2046-01-01 | 300404 | 201447 | 5799.98 | 105307 | 40914.8 | 17776 | 4732312 | 18715.8 | 60061.7 | 218696 | 403636 | 18951.2 | 323809 | 350704 | 91230.3 | 24058.8 | 101045 | 400797 | 7415666
2046-02-01 | 271332 | 181952 | 5238.69 | 95116.1 | 36955.3 | 16055.8 | 4274347 | 16904.6 | 54249.3 | 197531 | 364574 | 17117.2 | 292473 | 316765 | 82401.6 | 21730.5 | 91266.3 | 362010 | 6698021
2046-03-01 | 300404 | 201447 | 5799.98 | 105307 | 40914.8 | 17776 | 4732312 | 18715.8 | 60061.7 | 218696 | 403636 | 18951.2 | 323809 | 350704 | 91230.3 | 24058.8 | 101045 | 400797 | 7415666
2046-04-01 | 290713 | 194949 | 5612.88 | 101910 | 39595 | 17202.6 | 4579657 | 18112 | 58124.3 | 211641 | 390615 | 18339.9 | 313364 | 339391 | 88287.4 | 23282.7 | 97785.3 | 387868 | 7176451
2046-05-01 | 300404 | 201447 | 5799.98 | 105307 | 40914.8 | 17776 | 4732312 | 18715.8 | 60061.7 | 218696 | 403636 | 18951.2 | 323809 | 350704 | 91230.3 | 24058.8 | 101045 | 400797 | 7415666
2046-06-01 | 290713 | 194949 | 5612.88 | 101910 | 39595 | 17202.6 | 4579657 | 18112 | 58124.3 | 211641 | 390615 | 18339.9 | 313364 | 339391 | 88287.4 | 23282.7 | 97785.3 | 387868 | 7176451
2046-07-01 | 300404 | 201447 | 5799.98 | 105307 | 40914.8 | 17776 | 4732312 | 18715.8 | 60061.7 | 218696 | 403636 | 18951.2 | 323809 | 350704 | 91230.3 | 24058.8 | 101045 | 400797 | 7415666
2046-08-01 | 300404 | 201447 | 5799.98 | 105307 | 40914.8 | 17776 | 4732312 | 18715.8 | 60061.7 | 218696 | 403636 | 18951.2 | 323809 | 350704 | 91230.3 | 24058.8 | 101045 | 400797 | 7415666
2046-09-01 | 293057 | 196521 | 5640.96 | 102939 | 39994.9 | 17341.2 | 4625924 | 18257.8 | 58711.3 | 213778 | 398580 | 18596.7 | 316528 | 342819 | 89523.4 | 23517.9 | 98773 | 391785 | 7252290
2046-10-01 | 302826 | 203071 | 5828.99 | 106371 | 41328.1 | 17919.2 | 4780122 | 18866.4 | 60668.3 | 220904 | 411866 | 19216.5 | 327079 | 354246 | 92507.6 | 24301.8 | 102065 | 404845 | 7494033
2046-11-01 | 293057 | 196521 | 5640.96 | 102939 | 39994.9 | 17341.2 | 4625924 | 18257.8 | 58711.3 | 213778 | 398580 | 18596.7 | 316528 | 342819 | 89523.4 | 23517.9 | 98773 | 391785 | 7252290
2046-12-01 | 302826 | 203071 | 5828.99 | 106371 | 41328.1 | 17919.2 | 4780122 | 18866.4 | 60668.3 | 220904 | 411866 | 19216.5 | 327079 | 354246 | 92507.6 | 24301.8 | 102065 | 404845 | 7494033
2047-01-01 | 302826 | 203071 | 5828.99 | 106371 | 41328.1 | 17919.2 | 4780122 | 18866.4 | 60668.3 | 220904 | 411866 | 19216.5 | 327079 | 354246 | 92507.6 | 24301.8 | 102065 | 404845 | 7494033
2047-02-01 | 273520 | 183419 | 5264.9 | 96076.8 | 37328.6 | 16185.1 | 4317529 | 17040.7 | 54797.2 | 199527 | 372008 | 17356.9 | 295426 | 319965 | 83555.2 | 21950 | 92188.1 | 365666 | 6768804
2047-03-01 | 302826 | 203071 | 5828.99 | 106371 | 41328.1 | 17919.2 | 4780122 | 18866.4 | 60668.3 | 220904 | 411866 | 19216.5 | 327079 | 354246 | 92507.6 | 24301.8 | 102065 | 404845 | 7494033
2047-04-01 | 293057 | 196521 | 5640.96 | 102939 | 39994.9 | 17341.2 | 4625924 | 18257.8 | 58711.3 | 213778 | 398580 | 18596.7 | 316528 | 342819 | 89523.4 | 23517.9 | 98773 | 391785 | 7252290
2047-05-01 | 302826 | 203071 | 5828.99 | 106371 | 41328.1 | 17919.2 | 4780122 | 18866.4 | 60668.3 | 220904 | 411866 | 19216.5 | 327079 | 354246 | 92507.6 | 24301.8 | 102065 | 404845 | 7494033
2047-06-01 | 293057 | 196521 | 5640.96 | 102939 | 39994.9 | 17341.2 | 4625924 | 18257.8 | 58711.3 | 213778 | 398580 | 18596.7 | 316528 | 342819 | 89523.4 | 23517.9 | 98773 | 391785 | 7252290
2047-07-01 | 302826 | 203071 | 5828.99 | 106371 | 41328.1 | 17919.2 | 4780122 | 18866.4 | 60668.3 | 220904 | 411866 | 19216.5 | 327079 | 354246 | 92507.6 | 24301.8 | 102065 | 404845 | 7494033
2047-08-01 | 302826 | 203071 | 5828.99 | 106371 | 41328.1 | 17919.2 | 4780122 | 18866.4 | 60668.3 | 220904 | 411866 | 19216.5 | 327079 | 354246 | 92507.6 | 24301.8 | 102065 | 404845 | 7494033
2047-09-01 | 295401 | 198093 | 5669.04 | 103969 | 40394.9 | 17479.8 | 4672192 | 18403.6 | 59298.3 | 215916 | 406546 | 18857 | 319693 | 346247 | 90776.8 | 23753.1 | 99760.7 | 395702 | 7328151
2047-10-01 | 305248 | 204696 | 5858.01 | 107434 | 41741.4 | 18062.5 | 4827931 | 19017.1 | 61274.9 | 223113 | 420097 | 19485.6 | 330349 | 357789 | 93802.7 | 24544.9 | 103086 | 408892 | 7572423
2047-11-01 | 295401 | 198093 | 5669.04 | 103969 | 40394.9 | 17479.8 | 4672192 | 18403.6 | 59298.3 | 215916 | 406546 | 18857 | 319693 | 346247 | 90776.8 | 23753.1 | 99760.7 | 395702 | 7328151
2047-12-01 | 305248 | 204696 | 5858.01 | 107434 | 41741.4 | 18062.5 | 4827931 | 19017.1 | 61274.9 | 223113 | 420097 | 19485.6 | 330349 | 357789 | 93802.7 | 24544.9 | 103086 | 408892 | 7572423
2048-01-01 | 305248 | 204696 | 5858.01 | 107434 | 41741.4 | 18062.5 | 4827931 | 19017.1 | 61274.9 | 223113 | 420097 | 19485.6 | 330349 | 357789 | 93802.7 | 24544.9 | 103086 | 408892 | 7572423
2048-02-01 | 275708 | 184886 | 5291.1 | 97037.5 | 37701.9 | 16314.5 | 4360712 | 17176.7 | 55345.1 | 201522 | 379443 | 17599.9 | 298380 | 323164 | 84725 | 22169.6 | 93110 | 369322 | 6839608
2048-03-01 | 305248 | 204696 | 5858.01 | 107434 | 41741.4 | 18062.5 | 4827931 | 19017.1 | 61274.9 | 223113 | 420097 | 19485.6 | 330349 | 357789 | 93802.7 | 24544.9 | 103086 | 408892 | 7572423
2048-04-01 | 295401 | 198093 | 5669.04 | 103969 | 40394.9 | 17479.8 | 4672192 | 18403.6 | 59298.3 | 215916 | 406546 | 18857 | 319693 | 346247 | 90776.8 | 23753.1 | 99760.7 | 395702 | 7328151
2048-05-01 | 305248 | 204696 | 5858.01 | 107434 | 41741.4 | 18062.5 | 4827931 | 19017.1 | 61274.9 | 223113 | 420097 | 19485.6 | 330349 | 357789 | 93802.7 | 24544.9 | 103086 | 408892 | 7572423
2048-06-01 | 295401 | 198093 | 5669.04 | 103969 | 40394.9 | 17479.8 | 4672192 | 18403.6 | 59298.3 | 215916 | 406546 | 18857 | 319693 | 346247 | 90776.8 | 23753.1 | 99760.7 | 395702 | 7328151
2048-07-01 | 305248 | 204696 | 5858.01 | 107434 | 41741.4 | 18062.5 | 4827931 | 19017.1 | 61274.9 | 223113 | 420097 | 19485.6 | 330349 | 357789 | 93802.7 | 24544.9 | 103086 | 408892 | 7572423
2048-08-01 | 305248 | 204696 | 5858.01 | 107434 | 41741.4 | 18062.5 | 4827931 | 19017.1 | 61274.9 | 223113 | 420097 | 19485.6 | 330349 | 357789 | 93802.7 | 24544.9 | 103086 | 408892 | 7572423
2048-09-01 | 297745 | 199664 | 5697.12 | 104998 | 40794.8 | 17618.4 | 4718459 | 18549.4 | 59885.3 | 218054 | 414511 | 19121 | 322857 | 349675 | 92047.6 | 23988.3 | 100748 | 399619 | 7404033
2048-10-01 | 307670 | 206320 | 5887.02 | 108498 | 42154.7 | 18205.7 | 4875741 | 19167.8 | 61881.5 | 225322 | 428328 | 19758.4 | 333619 | 361331 | 95115.9 | 24787.9 | 104107 | 412940 | 7650834
2048-11-01 | 297745 | 199664 | 5697.12 | 104998 | 40794.8 | 17618.4 | 4718459 | 18549.4 | 59885.3 | 218054 | 414511 | 19121 | 322857 | 349675 | 92047.6 | 23988.3 | 100748 | 399619 | 7404033
2048-12-01 | 307670 | 206320 | 5887.02 | 108498 | 42154.7 | 18205.7 | 4875741 | 19167.8 | 61881.5 | 225322 | 428328 | 19758.4 | 333619 | 361331 | 95115.9 | 24787.9 | 104107 | 412940 | 7650834
2049-01-01 | 307670 | 206320 | 5887.02 | 108498 | 42154.7 | 18205.7 | 4875741 | 19167.8 | 61881.5 | 225322 | 428328 | 19758.4 | 333619 | 361331 | 95115.9 | 24787.9 | 104107 | 412940 | 7650834
2049-02-01 | 277895 | 186353 | 5317.31 | 97998.2 | 38075.2 | 16443.8 | 4403895 | 17312.8 | 55893 | 203517 | 386877 | 17846.3 | 301333 | 326363 | 85911.1 | 22389.1 | 94031.9 | 372978 | 6910431
2049-03-01 | 307670 | 206320 | 5887.02 | 108498 | 42154.7 | 18205.7 | 4875741 | 19167.8 | 61881.5 | 225322 | 428328 | 19758.4 | 333619 | 361331 | 95115.9 | 24787.9 | 104107 | 412940 | 7650834
2049-04-01 | 297745 | 199664 | 5697.12 | 104998 | 40794.8 | 17618.4 | 4718459 | 18549.4 | 59885.3 | 218054 | 414511 | 19121 | 322857 | 349675 | 92047.6 | 23988.3 | 100748 | 399619 | 7404033
2049-05-01 | 307670 | 206320 | 5887.02 | 108498 | 42154.7 | 18205.7 | 4875741 | 19167.8 | 61881.5 | 225322 | 428328 | 19758.4 | 333619 | 361331 | 95115.9 | 24787.9 | 104107 | 412940 | 7650834
2049-06-01 | 297745 | 199664 | 5697.12 | 104998 | 40794.8 | 17618.4 | 4718459 | 18549.4 | 59885.3 | 218054 | 414511 | 19121 | 322857 | 349675 | 92047.6 | 23988.3 | 100748 | 399619 | 7404033
2049-07-01 | 307670 | 206320 | 5887.02 | 108498 | 42154.7 | 18205.7 | 4875741 | 19167.8 | 61881.5 | 225322 | 428328 | 19758.4 | 333619 | 361331 | 95115.9 | 24787.9 | 104107 | 412940 | 7650834
2049-08-01 | 307670 | 206320 | 5887.02 | 108498 | 42154.7 | 18205.7 | 4875741 | 19167.8 | 61881.5 | 225322 | 428328 | 19758.4 | 333619 | 361331 | 95115.9 | 24787.9 | 104107 | 412940 | 7650834
2049-09-01 | 300089 | 201236 | 5725.2 | 106027 | 41194.8 | 17757 | 4764726 | 18695.2 | 60472.3 | 220192 | 422476 | 19388.7 | 326022 | 353103 | 93336.3 | 24223.5 | 101736 | 403537 | 7479937
2049-10-01 | 310092 | 207944 | 5916.04 | 109562 | 42568 | 18348.9 | 4923550 | 19318.4 | 62488.1 | 227531 | 436559 | 20035 | 336889 | 364873 | 96447.5 | 25030.9 | 105127 | 416988 | 7729268
2049-11-01 | 300089 | 201236 | 5725.2 | 106027 | 41194.8 | 17757 | 4764726 | 18695.2 | 60472.3 | 220192 | 422476 | 19388.7 | 326022 | 353103 | 93336.3 | 24223.5 | 101736 | 403537 | 7479937
2049-12-01 | 310092 | 207944 | 5916.04 | 109562 | 42568 | 18348.9 | 4923550 | 19318.4 | 62488.1 | 227531 | 436559 | 20035 | 336889 | 364873 | 96447.5 | 25030.9 | 105127 | 416988 | 7729268
2050-01-01 | 310092 | 207944 | 5916.04 | 109562 | 42568 | 18348.9 | 4923550 | 19318.4 | 62488.1 | 227531 | 436559 | 20035 | 336889 | 364873 | 96447.5 | 25030.9 | 105127 | 416988 | 7729268
2050-02-01 | 280083 | 187820 | 5343.52 | 98958.9 | 38448.5 | 16573.2 | 4447078 | 17448.9 | 56440.8 | 205512 | 394311 | 18096.1 | 304287 | 329563 | 87113.9 | 22608.6 | 94953.7 | 376634 | 6981274
2050-03-01 | 310092 | 207944 | 5916.04 | 109562 | 42568 | 18348.9 | 4923550 | 19318.4 | 62488.1 | 227531 | 436559 | 20035 | 336889 | 364873 | 96447.5 | 25030.9 | 105127 | 416988 | 7729268
2050-04-01 | 300089 | 201236 | 5725.2 | 106027 | 41194.8 | 17757 | 4764726 | 18695.2 | 60472.3 | 220192 | 422476 | 19388.7 | 326022 | 353103 | 93336.3 | 24223.5 | 101736 | 403537 | 7479937
2050-05-01 | 310092 | 207944 | 5916.04 | 109562 | 42568 | 18348.9 | 4923550 | 19318.4 | 62488.1 | 227531 | 436559 | 20035 | 336889 | 364873 | 96447.5 | 25030.9 | 105127 | 416988 | 7729268
2050-06-01 | 300089 | 201236 | 5725.2 | 106027 | 41194.8 | 17757 | 4764726 | 18695.2 | 60472.3 | 220192 | 422476 | 19388.7 | 326022 | 353103 | 93336.3 | 24223.5 | 101736 | 403537 | 7479937
2050-07-01 | 310092 | 207944 | 5916.04 | 109562 | 42568 | 18348.9 | 4923550 | 19318.4 | 62488.1 | 227531 | 436559 | 20035 | 336889 | 364873 | 96447.5 | 25030.9 | 105127 | 416988 | 7729268
2050-08-01 | 310092 | 207944 | 5916.04 | 109562 | 42568 | 18348.9 | 4923550 | 19318.4 | 62488.1 | 227531 | 436559 | 20035 | 336889 | 364873 | 96447.5 | 25030.9 | 105127 | 416988 | 7729268
2050-09-01 | 300089 | 201236 | 5725.2 | 106027 | 41194.8 | 17757 | 4764726 | 18695.2 | 60472.3 | 220192 | 422476 | 19660.1 | 326022 | 353103 | 94643 | 24223.5 | 101736 | 403537 | 7481515
2050-10-01 | 310092 | 207944 | 5916.04 | 109562 | 42568 | 18348.9 | 4923550 | 19318.4 | 62488.1 | 227531 | 436559 | 20315.5 | 336889 | 364873 | 97797.8 | 25030.9 | 105127 | 416988 | 7730899
2050-11-01 | 300089 | 201236 | 5725.2 | 106027 | 41194.8 | 17757 | 4764726 | 18695.2 | 60472.3 | 220192 | 422476 | 19660.1 | 326022 | 353103 | 94643 | 24223.5 | 101736 | 403537 | 7481515
2050-12-01 | 310092 | 207944 | 5916.04 | 109562 | 42568 | 18348.9 | 4923550 | 19318.4 | 62488.1 | 227531 | 436559 | 20315.5 | 336889 | 364873 | 97797.8 | 25030.9 | 105127 | 416988 | 7730899
2051-01-01 | 310092 | 207944 | 5916.04 | 109562 | 42568 | 18348.9 | 4923550 | 19318.4 | 62488.1 | 227531 | 436559 | 20315.5 | 336889 | 364873 | 97797.8 | 25030.9 | 105127 | 416988 | 7730899
2051-02-01 | 280083 | 187820 | 5343.52 | 98958.9 | 38448.5 | 16573.2 | 4447078 | 17448.9 | 56440.8 | 205512 | 394311 | 18349.5 | 304287 | 329563 | 88333.5 | 22608.6 | 94953.7 | 376634 | 6982747
2051-03-01 | 310092 | 207944 | 5916.04 | 109562 | 42568 | 18348.9 | 4923550 | 19318.4 | 62488.1 | 227531 | 436559 | 20315.5 | 336889 | 364873 | 97797.8 | 25030.9 | 105127 | 416988 | 7730899
2051-04-01 | 300089 | 201236 | 5725.2 | 106027 | 41194.8 | 17757 | 4764726 | 18695.2 | 60472.3 | 220192 | 422476 | 19660.1 | 326022 | 353103 | 94643 | 24223.5 | 101736 | 403537 | 7481515
2051-05-01 | 310092 | 207944 | 5916.04 | 109562 | 42568 | 18348.9 | 4923550 | 19318.4 | 62488.1 | 227531 | 436559 | 20315.5 | 336889 | 364873 | 97797.8 | 25030.9 | 105127 | 416988 | 7730899
2051-06-01 | 300089 | 201236 | 5725.2 | 106027 | 41194.8 | 17757 | 4764726 | 18695.2 | 60472.3 | 220192 | 422476 | 19660.1 | 326022 | 353103 | 94643 | 24223.5 | 101736 | 403537 | 7481515
2051-07-01 | 310092 | 207944 | 5916.04 | 109562 | 42568 | 18348.9 | 4923550 | 19318.4 | 62488.1 | 227531 | 436559 | 20315.5 | 336889 | 364873 | 97797.8 | 25030.9 | 105127 | 416988 | 7730899
2051-08-01 | 310092 | 207944 | 5916.04 | 109562 | 42568 | 18348.9 | 4923550 | 19318.4 | 62488.1 | 227531 | 436559 | 20315.5 | 336889 | 364873 | 97797.8 | 25030.9 | 105127 | 416988 | 7730899
Sum | 105478485 | 70011111 | 2135484 | 33612724 | 13762770 | 6241653 | 1581269790 | 6593269 | 19172860 | 68229778 | 113396196 | 6374759 | 103869670 | 117078606 | 30687795 | 8093346 | 33992597 | 133792958 | 2453793851

## DomSupplyReq
Supply Requirement (including loss, reuse and DSM)
Levels, Branch: Demand Sites and Catchments, Levels: 1, Scenario: Reference CC, All months (12), Tag: Municipal
Cubic Meter
| "AEP Taroudant" | AEP_Aoulouz | AEP_Irherm | "AEP_ouled berhil" | "AEP_SEl Guerdane" | AEP_Taliouine | Agadir | "Ait Baha" | "Ait Iaaza" | Biougra | Drargua | Lakhssass | Lqliaa | "Ouled Teima" | "Sidi Ifni" | Tafraout | Temsia | Tiznit | Sum
2018-09-01 | 365827 | 166006 | 6085.93 | 67028 | 32418.2 | 16443.8 | 3717666 | 18058.4 | 40907.9 | 182583 | 158684 | 12600 | 224894 | 271172 | 60656 | 19886.4 | 77468.3 | 308982 | 5747367
2018-10-01 | 378021 | 171539 | 6288.79 | 69262.3 | 33498.8 | 16991.9 | 3841588 | 18660.4 | 42271.5 | 188669 | 163973 | 13020 | 232390 | 280212 | 62677.9 | 20549.3 | 80050.6 | 319281 | 5938946
2018-11-01 | 365827 | 166006 | 6085.93 | 67028 | 32418.2 | 16443.8 | 3717666 | 18058.4 | 40907.9 | 182583 | 158684 | 12600 | 224894 | 271172 | 60656 | 19886.4 | 77468.3 | 308982 | 5747367
2018-12-01 | 378021 | 171539 | 6288.79 | 69262.3 | 33498.8 | 16991.9 | 3841588 | 18660.4 | 42271.5 | 188669 | 163973 | 13020 | 232390 | 280212 | 62677.9 | 20549.3 | 80050.6 | 319281 | 5938946
2019-01-01 | 378021 | 171539 | 6288.79 | 69262.3 | 33498.8 | 16991.9 | 3841588 | 18660.4 | 42271.5 | 188669 | 163973 | 13020 | 232390 | 280212 | 62677.9 | 20549.3 | 80050.6 | 319281 | 5938946
2019-02-01 | 341439 | 154939 | 5680.2 | 62559.5 | 30257 | 15347.5 | 3469821 | 16854.5 | 38180.7 | 170411 | 148105 | 11760 | 209901 | 253094 | 56612.3 | 18560.7 | 72303.8 | 288383 | 5364209
2019-03-01 | 378021 | 171539 | 6288.79 | 69262.3 | 33498.8 | 16991.9 | 3841588 | 18660.4 | 42271.5 | 188669 | 163973 | 13020 | 232390 | 280212 | 62677.9 | 20549.3 | 80050.6 | 319281 | 5938946
2019-04-01 | 365827 | 166006 | 6085.93 | 67028 | 32418.2 | 16443.8 | 3717666 | 18058.4 | 40907.9 | 182583 | 158684 | 12600 | 224894 | 271172 | 60656 | 19886.4 | 77468.3 | 308982 | 5747367
2019-05-01 | 378021 | 171539 | 6288.79 | 69262.3 | 33498.8 | 16991.9 | 3841588 | 18660.4 | 42271.5 | 188669 | 163973 | 13020 | 232390 | 280212 | 62677.9 | 20549.3 | 80050.6 | 319281 | 5938946
2019-06-01 | 365827 | 166006 | 6085.93 | 67028 | 32418.2 | 16443.8 | 3717666 | 18058.4 | 40907.9 | 182583 | 158684 | 12600 | 224894 | 271172 | 60656 | 19886.4 | 77468.3 | 308982 | 5747367
2019-07-01 | 378021 | 171539 | 6288.79 | 69262.3 | 33498.8 | 16991.9 | 3841588 | 18660.4 | 42271.5 | 188669 | 163973 | 13020 | 232390 | 280212 | 62677.9 | 20549.3 | 80050.6 | 319281 | 5938946
2019-08-01 | 378021 | 171539 | 6288.79 | 69262.3 | 33498.8 | 16991.9 | 3841588 | 18660.4 | 42271.5 | 188669 | 163973 | 13020 | 232390 | 280212 | 62677.9 | 20549.3 | 80050.6 | 319281 | 5938946
2019-09-01 | 371089 | 176898 | 6085.93 | 69709.2 | 33368.4 | 16678.5 | 3794556 | 18374 | 42340.4 | 188970 | 169792 | 12776.4 | 233890 | 279445 | 61505.2 | 20394.9 | 79392.5 | 319361 | 5894626
2019-10-01 | 383458 | 182795 | 6288.79 | 72032.8 | 34480.6 | 17234.4 | 3921041 | 18986.5 | 43751.7 | 195269 | 175452 | 13202.3 | 241687 | 288760 | 63555.4 | 21074.7 | 82039 | 330006 | 6091114
2019-11-01 | 371089 | 176898 | 6085.93 | 69709.2 | 33368.4 | 16678.5 | 3794556 | 18374 | 42340.4 | 188970 | 169792 | 12776.4 | 233890 | 279445 | 61505.2 | 20394.9 | 79392.5 | 319361 | 5894626
2019-12-01 | 383458 | 182795 | 6288.79 | 72032.8 | 34480.6 | 17234.4 | 3921041 | 18986.5 | 43751.7 | 195269 | 175452 | 13202.3 | 241687 | 288760 | 63555.4 | 21074.7 | 82039 | 330006 | 6091114
2020-01-01 | 383458 | 182795 | 6288.79 | 72032.8 | 34480.6 | 17234.4 | 3921041 | 18986.5 | 43751.7 | 195269 | 175452 | 13202.3 | 241687 | 288760 | 63555.4 | 21074.7 | 82039 | 330006 | 6091114
2020-02-01 | 346350 | 165105 | 5680.2 | 65061.9 | 31143.8 | 15566.6 | 3541586 | 17149.1 | 39517.7 | 176372 | 158472 | 11924.7 | 218298 | 260815 | 57404.9 | 19035.2 | 74099.7 | 298070 | 5501651
2020-03-01 | 383458 | 182795 | 6288.79 | 72032.8 | 34480.6 | 17234.4 | 3921041 | 18986.5 | 43751.7 | 195269 | 175452 | 13202.3 | 241687 | 288760 | 63555.4 | 21074.7 | 82039 | 330006 | 6091114
2020-04-01 | 371089 | 176898 | 6085.93 | 69709.2 | 33368.4 | 16678.5 | 3794556 | 18374 | 42340.4 | 188970 | 169792 | 12776.4 | 233890 | 279445 | 61505.2 | 20394.9 | 79392.5 | 319361 | 5894626
2020-05-01 | 383458 | 182795 | 6288.79 | 72032.8 | 34480.6 | 17234.4 | 3921041 | 18986.5 | 43751.7 | 195269 | 175452 | 13202.3 | 241687 | 288760 | 63555.4 | 21074.7 | 82039 | 330006 | 6091114
2020-06-01 | 371089 | 176898 | 6085.93 | 69709.2 | 33368.4 | 16678.5 | 3794556 | 18374 | 42340.4 | 188970 | 169792 | 12776.4 | 233890 | 279445 | 61505.2 | 20394.9 | 79392.5 | 319361 | 5894626
2020-07-01 | 383458 | 182795 | 6288.79 | 72032.8 | 34480.6 | 17234.4 | 3921041 | 18986.5 | 43751.7 | 195269 | 175452 | 13202.3 | 241687 | 288760 | 63555.4 | 21074.7 | 82039 | 330006 | 6091114
2020-08-01 | 383458 | 182795 | 6288.79 | 72032.8 | 34480.6 | 17234.4 | 3921041 | 18986.5 | 43751.7 | 195269 | 175452 | 13202.3 | 241687 | 288760 | 63555.4 | 21074.7 | 82039 | 330006 | 6091114
2020-09-01 | 375650 | 182516 | 6116.74 | 71929.8 | 34062.8 | 16883.1 | 3877691 | 18561.6 | 43689.2 | 196064 | 181278 | 12955.3 | 241341 | 286789 | 62366.3 | 20819.3 | 81045.2 | 327754 | 6037512
2020-10-01 | 388172 | 188600 | 6320.63 | 74327.5 | 35198.3 | 17445.9 | 4006948 | 19180.3 | 45145.5 | 202599 | 187320 | 13387.2 | 249385 | 296349 | 64445.2 | 21513.3 | 83746.7 | 338679 | 6238762
2020-11-01 | 375650 | 182516 | 6116.74 | 71929.8 | 34062.8 | 16883.1 | 3877691 | 18561.6 | 43689.2 | 196064 | 181278 | 12955.3 | 241341 | 286789 | 62366.3 | 20819.3 | 81045.2 | 327754 | 6037512
2020-12-01 | 388172 | 188600 | 6320.63 | 74327.5 | 35198.3 | 17445.9 | 4006948 | 19180.3 | 45145.5 | 202599 | 187320 | 13387.2 | 249385 | 296349 | 64445.2 | 21513.3 | 83746.7 | 338679 | 6238762
2021-01-01 | 388172 | 188600 | 6320.63 | 74327.5 | 35198.3 | 17445.9 | 4006948 | 19180.3 | 45145.5 | 202599 | 187320 | 13387.2 | 249385 | 296349 | 64445.2 | 21513.3 | 83746.7 | 338679 | 6238762
2021-02-01 | 350607 | 170348 | 5708.96 | 67134.5 | 31792 | 15757.5 | 3619179 | 17324.2 | 40776.6 | 182993 | 169193 | 12091.6 | 225251 | 267670 | 58208.5 | 19431.3 | 75642.2 | 305904 | 5635011
2021-03-01 | 388172 | 188600 | 6320.63 | 74327.5 | 35198.3 | 17445.9 | 4006948 | 19180.3 | 45145.5 | 202599 | 187320 | 13387.2 | 249385 | 296349 | 64445.2 | 21513.3 | 83746.7 | 338679 | 6238762
2021-04-01 | 375650 | 182516 | 6116.74 | 71929.8 | 34062.8 | 16883.1 | 3877691 | 18561.6 | 43689.2 | 196064 | 181278 | 12955.3 | 241341 | 286789 | 62366.3 | 20819.3 | 81045.2 | 327754 | 6037512
2021-05-01 | 388172 | 188600 | 6320.63 | 74327.5 | 35198.3 | 17445.9 | 4006948 | 19180.3 | 45145.5 | 202599 | 187320 | 13387.2 | 249385 | 296349 | 64445.2 | 21513.3 | 83746.7 | 338679 | 6238762
2021-06-01 | 375650 | 182516 | 6116.74 | 71929.8 | 34062.8 | 16883.1 | 3877691 | 18561.6 | 43689.2 | 196064 | 181278 | 12955.3 | 241341 | 286789 | 62366.3 | 20819.3 | 81045.2 | 327754 | 6037512
2021-07-01 | 388172 | 188600 | 6320.63 | 74327.5 | 35198.3 | 17445.9 | 4006948 | 19180.3 | 45145.5 | 202599 | 187320 | 13387.2 | 249385 | 296349 | 64445.2 | 21513.3 | 83746.7 | 338679 | 6238762
2021-08-01 | 388172 | 188600 | 6320.63 | 74327.5 | 35198.3 | 17445.9 | 4006948 | 19180.3 | 45145.5 | 202599 | 187320 | 13387.2 | 249385 | 296349 | 64445.2 | 21513.3 | 83746.7 | 338679 | 6238762
2021-09-01 | 380211 | 188217 | 6147.56 | 74150.5 | 34757.3 | 17087.7 | 3960827 | 18749.2 | 45038.1 | 203158 | 192764 | 13136.7 | 248791 | 294133 | 63239.4 | 21243.7 | 82697.8 | 336147 | 6180495
2021-10-01 | 392885 | 194491 | 6352.47 | 76622.2 | 35915.9 | 17657.3 | 4092854 | 19374.2 | 46539.4 | 209930 | 199189 | 13574.6 | 257084 | 303937 | 65347.4 | 21951.8 | 85454.4 | 347352 | 6386512
2021-11-01 | 380211 | 188217 | 6147.56 | 74150.5 | 34757.3 | 17087.7 | 3960827 | 18749.2 | 45038.1 | 203158 | 192764 | 13136.7 | 248791 | 294133 | 63239.4 | 21243.7 | 82697.8 | 336147 | 6180495
2021-12-01 | 392885 | 194491 | 6352.47 | 76622.2 | 35915.9 | 17657.3 | 4092854 | 19374.2 | 46539.4 | 209930 | 199189 | 13574.6 | 257084 | 303937 | 65347.4 | 21951.8 | 85454.4 | 347352 | 6386512
2022-01-01 | 392885 | 194491 | 6352.47 | 76622.2 | 35915.9 | 17657.3 | 4092854 | 19374.2 | 46539.4 | 209930 | 199189 | 13574.6 | 257084 | 303937 | 65347.4 | 21951.8 | 85454.4 | 347352 | 6386512
2022-02-01 | 354864 | 175670 | 5737.72 | 69207.1 | 32440.2 | 15948.5 | 3696771 | 17499.3 | 42035.5 | 189614 | 179913 | 12260.9 | 232205 | 274524 | 59023.5 | 19827.5 | 77184.6 | 313737 | 5768462
2022-03-01 | 392885 | 194491 | 6352.47 | 76622.2 | 35915.9 | 17657.3 | 4092854 | 19374.2 | 46539.4 | 209930 | 199189 | 13574.6 | 257084 | 303937 | 65347.4 | 21951.8 | 85454.4 | 347352 | 6386512
2022-04-01 | 380211 | 188217 | 6147.56 | 74150.5 | 34757.3 | 17087.7 | 3960827 | 18749.2 | 45038.1 | 203158 | 192764 | 13136.7 | 248791 | 294133 | 63239.4 | 21243.7 | 82697.8 | 336147 | 6180495
2022-05-01 | 392885 | 194491 | 6352.47 | 76622.2 | 35915.9 | 17657.3 | 4092854 | 19374.2 | 46539.4 | 209930 | 199189 | 13574.6 | 257084 | 303937 | 65347.4 | 21951.8 | 85454.4 | 347352 | 6386512
2022-06-01 | 380211 | 188217 | 6147.56 | 74150.5 | 34757.3 | 17087.7 | 3960827 | 18749.2 | 45038.1 | 203158 | 192764 | 13136.7 | 248791 | 294133 | 63239.4 | 21243.7 | 82697.8 | 336147 | 6180495
2022-07-01 | 392885 | 194491 | 6352.47 | 76622.2 | 35915.9 | 17657.3 | 4092854 | 19374.2 | 46539.4 | 209930 | 199189 | 13574.6 | 257084 | 303937 | 65347.4 | 21951.8 | 85454.4 | 347352 | 6386512
2022-08-01 | 392885 | 194491 | 6352.47 | 76622.2 | 35915.9 | 17657.3 | 4092854 | 19374.2 | 46539.4 | 209930 | 199189 | 13574.6 | 257084 | 303937 | 65347.4 | 21951.8 | 85454.4 | 347352 | 6386512
2022-09-01 | 384772 | 194003 | 6178.37 | 76371.1 | 35451.8 | 17292.3 | 4043962 | 18936.8 | 46387 | 210251 | 204250 | 13320.6 | 256241 | 301477 | 64124.8 | 21668.1 | 84350.4 | 344540 | 6323577
2022-10-01 | 397598 | 200469 | 6384.32 | 78916.9 | 36633.5 | 17868.7 | 4178760 | 19568 | 47933.2 | 217260 | 211058 | 13764.6 | 264782 | 311526 | 66262.3 | 22390.4 | 87162.1 | 356025 | 6534363
2022-11-01 | 384772 | 194003 | 6178.37 | 76371.1 | 35451.8 | 17292.3 | 4043962 | 18936.8 | 46387 | 210251 | 204250 | 13320.6 | 256241 | 301477 | 64124.8 | 21668.1 | 84350.4 | 344540 | 6323577
2022-12-01 | 397598 | 200469 | 6384.32 | 78916.9 | 36633.5 | 17868.7 | 4178760 | 19568 | 47933.2 | 217260 | 211058 | 13764.6 | 264782 | 311526 | 66262.3 | 22390.4 | 87162.1 | 356025 | 6534363
2023-01-01 | 397598 | 200469 | 6384.32 | 78916.9 | 36633.5 | 17868.7 | 4178760 | 19568 | 47933.2 | 217260 | 211058 | 13764.6 | 264782 | 311526 | 66262.3 | 22390.4 | 87162.1 | 356025 | 6534363
2023-02-01 | 359121 | 181069 | 5766.48 | 71279.7 | 33088.3 | 16139.5 | 3774364 | 17674.4 | 43294.5 | 196235 | 190633 | 12432.6 | 239158 | 281379 | 59849.8 | 20223.6 | 78727 | 321571 | 5902005
2023-03-01 | 397598 | 200469 | 6384.32 | 78916.9 | 36633.5 | 17868.7 | 4178760 | 19568 | 47933.2 | 217260 | 211058 | 13764.6 | 264782 | 311526 | 66262.3 | 22390.4 | 87162.1 | 356025 | 6534363
2023-04-01 | 384772 | 194003 | 6178.37 | 76371.1 | 35451.8 | 17292.3 | 4043962 | 18936.8 | 46387 | 210251 | 204250 | 13320.6 | 256241 | 301477 | 64124.8 | 21668.1 | 84350.4 | 344540 | 6323577
2023-05-01 | 397598 | 200469 | 6384.32 | 78916.9 | 36633.5 | 17868.7 | 4178760 | 19568 | 47933.2 | 217260 | 211058 | 13764.6 | 264782 | 311526 | 66262.3 | 22390.4 | 87162.1 | 356025 | 6534363
2023-06-01 | 384772 | 194003 | 6178.37 | 76371.1 | 35451.8 | 17292.3 | 4043962 | 18936.8 | 46387 | 210251 | 204250 | 13320.6 | 256241 | 301477 | 64124.8 | 21668.1 | 84350.4 | 344540 | 6323577
2023-07-01 | 397598 | 200469 | 6384.32 | 78916.9 | 36633.5 | 17868.7 | 4178760 | 19568 | 47933.2 | 217260 | 211058 | 13764.6 | 264782 | 311526 | 66262.3 | 22390.4 | 87162.1 | 356025 | 6534363
2023-08-01 | 397598 | 200469 | 6384.32 | 78916.9 | 36633.5 | 17868.7 | 4178760 | 19568 | 47933.2 | 217260 | 211058 | 13764.6 | 264782 | 311526 | 66262.3 | 22390.4 | 87162.1 | 356025 | 6534363
2023-09-01 | 389333 | 199872 | 6209.19 | 78591.8 | 36146.3 | 17496.9 | 4127097 | 19124.4 | 47735.8 | 217345 | 215735 | 13507.1 | 263691 | 308821 | 65022.5 | 22092.6 | 86003 | 352933 | 6466758
2023-10-01 | 402311 | 206534 | 6416.16 | 81211.5 | 37351.2 | 18080.1 | 4264667 | 19761.9 | 49327 | 224590 | 222927 | 13957.3 | 272481 | 319115 | 67189.9 | 22829 | 88869.8 | 364698 | 6682316
2023-11-01 | 389333 | 199872 | 6209.19 | 78591.8 | 36146.3 | 17496.9 | 4127097 | 19124.4 | 47735.8 | 217345 | 215735 | 13507.1 | 263691 | 308821 | 65022.5 | 22092.6 | 86003 | 352933 | 6466758
2023-12-01 | 402311 | 206534 | 6416.16 | 81211.5 | 37351.2 | 18080.1 | 4264667 | 19761.9 | 49327 | 224590 | 222927 | 13957.3 | 272481 | 319115 | 67189.9 | 22829 | 88869.8 | 364698 | 6682316
2024-01-01 | 402311 | 206534 | 6416.16 | 81211.5 | 37351.2 | 18080.1 | 4264667 | 19761.9 | 49327 | 224590 | 222927 | 13957.3 | 272481 | 319115 | 67189.9 | 22829 | 88869.8 | 364698 | 6682316
2024-02-01 | 363378 | 186547 | 5795.24 | 73352.4 | 33736.5 | 16330.5 | 3851957 | 17849.5 | 44553.4 | 202855 | 201353 | 12606.6 | 246112 | 288233 | 60687.7 | 20619.7 | 80269.5 | 329405 | 6035640
2024-03-01 | 402311 | 206534 | 6416.16 | 81211.5 | 37351.2 | 18080.1 | 4264667 | 19761.9 | 49327 | 224590 | 222927 | 13957.3 | 272481 | 319115 | 67189.9 | 22829 | 88869.8 | 364698 | 6682316
2024-04-01 | 389333 | 199872 | 6209.19 | 78591.8 | 36146.3 | 17496.9 | 4127097 | 19124.4 | 47735.8 | 217345 | 215735 | 13507.1 | 263691 | 308821 | 65022.5 | 22092.6 | 86003 | 352933 | 6466758
2024-05-01 | 402311 | 206534 | 6416.16 | 81211.5 | 37351.2 | 18080.1 | 4264667 | 19761.9 | 49327 | 224590 | 222927 | 13957.3 | 272481 | 319115 | 67189.9 | 22829 | 88869.8 | 364698 | 6682316
2024-06-01 | 389333 | 199872 | 6209.19 | 78591.8 | 36146.3 | 17496.9 | 4127097 | 19124.4 | 47735.8 | 217345 | 215735 | 13507.1 | 263691 | 308821 | 65022.5 | 22092.6 | 86003 | 352933 | 6466758
2024-07-01 | 402311 | 206534 | 6416.16 | 81211.5 | 37351.2 | 18080.1 | 4264667 | 19761.9 | 49327 | 224590 | 222927 | 13957.3 | 272481 | 319115 | 67189.9 | 22829 | 88869.8 | 364698 | 6682316
2024-08-01 | 402311 | 206534 | 6416.16 | 81211.5 | 37351.2 | 18080.1 | 4264667 | 19761.9 | 49327 | 224590 | 222927 | 13957.3 | 272481 | 319115 | 67189.9 | 22829 | 88869.8 | 364698 | 6682316
2024-09-01 | 393894 | 205824 | 6240 | 80812.5 | 36840.8 | 17701.5 | 4210232 | 19312 | 49084.7 | 224439 | 227221 | 13696.2 | 271142 | 316165 | 65932.8 | 22517 | 87655.6 | 361327 | 6610037
2024-10-01 | 407024 | 212685 | 6448 | 83506.2 | 38068.8 | 18291.6 | 4350573 | 19955.7 | 50720.8 | 231920 | 234795 | 14152.7 | 280180 | 326704 | 68130.6 | 23267.5 | 90577.5 | 373371 | 6830371
2024-11-01 | 393894 | 205824 | 6240 | 80812.5 | 36840.8 | 17701.5 | 4210232 | 19312 | 49084.7 | 224439 | 227221 | 13696.2 | 271142 | 316165 | 65932.8 | 22517 | 87655.6 | 361327 | 6610037
2024-12-01 | 407024 | 212685 | 6448 | 83506.2 | 38068.8 | 18291.6 | 4350573 | 19955.7 | 50720.8 | 231920 | 234795 | 14152.7 | 280180 | 326704 | 68130.6 | 23267.5 | 90577.5 | 373371 | 6830371
2025-01-01 | 407024 | 212685 | 6448 | 83506.2 | 38068.8 | 18291.6 | 4350573 | 19955.7 | 50720.8 | 231920 | 234795 | 14152.7 | 280180 | 326704 | 68130.6 | 23267.5 | 90577.5 | 373371 | 6830371
2025-02-01 | 367635 | 192102 | 5824 | 75425 | 34384.7 | 16521.4 | 3929550 | 18024.5 | 45812.4 | 209476 | 212073 | 12783.1 | 253065 | 295087 | 61537.3 | 21015.8 | 81811.9 | 337238 | 6169368
2025-03-01 | 407024 | 212685 | 6448 | 83506.2 | 38068.8 | 18291.6 | 4350573 | 19955.7 | 50720.8 | 231920 | 234795 | 14152.7 | 280180 | 326704 | 68130.6 | 23267.5 | 90577.5 | 373371 | 6830371
2025-04-01 | 393894 | 205824 | 6240 | 80812.5 | 36840.8 | 17701.5 | 4210232 | 19312 | 49084.7 | 224439 | 227221 | 13696.2 | 271142 | 316165 | 65932.8 | 22517 | 87655.6 | 361327 | 6610037
2025-05-01 | 407024 | 212685 | 6448 | 83506.2 | 38068.8 | 18291.6 | 4350573 | 19955.7 | 50720.8 | 231920 | 234795 | 14152.7 | 280180 | 326704 | 68130.6 | 23267.5 | 90577.5 | 373371 | 6830371
2025-06-01 | 393894 | 205824 | 6240 | 80812.5 | 36840.8 | 17701.5 | 4210232 | 19312 | 49084.7 | 224439 | 227221 | 13696.2 | 271142 | 316165 | 65932.8 | 22517 | 87655.6 | 361327 | 6610037
2025-07-01 | 407024 | 212685 | 6448 | 83506.2 | 38068.8 | 18291.6 | 4350573 | 19955.7 | 50720.8 | 231920 | 234795 | 14152.7 | 280180 | 326704 | 68130.6 | 23267.5 | 90577.5 | 373371 | 6830371
2025-08-01 | 407024 | 212685 | 6448 | 83506.2 | 38068.8 | 18291.6 | 4350573 | 19955.7 | 50720.8 | 231920 | 234795 | 14152.7 | 280180 | 326704 | 68130.6 | 23267.5 | 90577.5 | 373371 | 6830371
2025-09-01 | 398736 | 208354 | 6271.41 | 83386.5 | 37607.7 | 17919.3 | 4302422 | 19509 | 50648 | 232863 | 242591 | 13887.9 | 278268 | 324475 | 66855.9 | 22986.2 | 89480.3 | 370823 | 6767084
2025-10-01 | 412027 | 215299 | 6480.45 | 86166.1 | 38861.3 | 18516.7 | 4445837 | 20159.3 | 52336.3 | 240626 | 250678 | 14350.9 | 287543 | 335290 | 69084.4 | 23752.4 | 92463 | 383184 | 6992654
2025-11-01 | 398736 | 208354 | 6271.41 | 83386.5 | 37607.7 | 17919.3 | 4302422 | 19509 | 50648 | 232863 | 242591 | 13887.9 | 278268 | 324475 | 66855.9 | 22986.2 | 89480.3 | 370823 | 6767084
2025-12-01 | 412027 | 215299 | 6480.45 | 86166.1 | 38861.3 | 18516.7 | 4445837 | 20159.3 | 52336.3 | 240626 | 250678 | 14350.9 | 287543 | 335290 | 69084.4 | 23752.4 | 92463 | 383184 | 6992654
2026-01-01 | 412027 | 215299 | 6480.45 | 86166.1 | 38861.3 | 18516.7 | 4445837 | 20159.3 | 52336.3 | 240626 | 250678 | 14350.9 | 287543 | 335290 | 69084.4 | 23752.4 | 92463 | 383184 | 6992654
2026-02-01 | 372153 | 194464 | 5853.31 | 77827.4 | 35100.5 | 16724.7 | 4015594 | 18208.4 | 47271.5 | 217339 | 226419 | 12962.1 | 259716 | 302843 | 62398.8 | 21453.7 | 83514.9 | 346101 | 6315945
2026-03-01 | 412027 | 215299 | 6480.45 | 86166.1 | 38861.3 | 18516.7 | 4445837 | 20159.3 | 52336.3 | 240626 | 250678 | 14350.9 | 287543 | 335290 | 69084.4 | 23752.4 | 92463 | 383184 | 6992654
2026-04-01 | 398736 | 208354 | 6271.41 | 83386.5 | 37607.7 | 17919.3 | 4302422 | 19509 | 50648 | 232863 | 242591 | 13887.9 | 278268 | 324475 | 66855.9 | 22986.2 | 89480.3 | 370823 | 6767084
2026-05-01 | 412027 | 215299 | 6480.45 | 86166.1 | 38861.3 | 18516.7 | 4445837 | 20159.3 | 52336.3 | 240626 | 250678 | 14350.9 | 287543 | 335290 | 69084.4 | 23752.4 | 92463 | 383184 | 6992654
2026-06-01 | 398736 | 208354 | 6271.41 | 83386.5 | 37607.7 | 17919.3 | 4302422 | 19509 | 50648 | 232863 | 242591 | 13887.9 | 278268 | 324475 | 66855.9 | 22986.2 | 89480.3 | 370823 | 6767084
2026-07-01 | 412027 | 215299 | 6480.45 | 86166.1 | 38861.3 | 18516.7 | 4445837 | 20159.3 | 52336.3 | 240626 | 250678 | 14350.9 | 287543 | 335290 | 69084.4 | 23752.4 | 92463 | 383184 | 6992654
2026-08-01 | 412027 | 215299 | 6480.45 | 86166.1 | 38861.3 | 18516.7 | 4445837 | 20159.3 | 52336.3 | 240626 | 250678 | 14350.9 | 287543 | 335290 | 69084.4 | 23752.4 | 92463 | 383184 | 6992654
2026-09-01 | 403577 | 210884 | 6302.81 | 85960.6 | 38374.6 | 18137.2 | 4394613 | 19705.9 | 52211.4 | 241288 | 257961 | 14082.4 | 285394 | 332784 | 67791.9 | 23455.3 | 91305 | 380319 | 6924147
2026-10-01 | 417030 | 217913 | 6512.91 | 88825.9 | 39653.8 | 18741.7 | 4541100 | 20362.8 | 53951.8 | 249331 | 266560 | 14551.8 | 294907 | 343877 | 70051.6 | 24237.2 | 94348.5 | 392997 | 7154952
2026-11-01 | 403577 | 210884 | 6302.81 | 85960.6 | 38374.6 | 18137.2 | 4394613 | 19705.9 | 52211.4 | 241288 | 257961 | 14082.4 | 285394 | 332784 | 67791.9 | 23455.3 | 91305 | 380319 | 6924147
2026-12-01 | 417030 | 217913 | 6512.91 | 88825.9 | 39653.8 | 18741.7 | 4541100 | 20362.8 | 53951.8 | 249331 | 266560 | 14551.8 | 294907 | 343877 | 70051.6 | 24237.2 | 94348.5 | 392997 | 7154952
2027-01-01 | 417030 | 217913 | 6512.91 | 88825.9 | 39653.8 | 18741.7 | 4541100 | 20362.8 | 53951.8 | 249331 | 266560 | 14551.8 | 294907 | 343877 | 70051.6 | 24237.2 | 94348.5 | 392997 | 7154952
2027-02-01 | 376672 | 196825 | 5882.63 | 80229.9 | 35816.3 | 16928 | 4101639 | 18392.2 | 48730.6 | 225202 | 240764 | 13143.5 | 266367 | 310598 | 63272.4 | 21891.7 | 85218 | 354965 | 6462537
2027-03-01 | 417030 | 217913 | 6512.91 | 88825.9 | 39653.8 | 18741.7 | 4541100 | 20362.8 | 53951.8 | 249331 | 266560 | 14551.8 | 294907 | 343877 | 70051.6 | 24237.2 | 94348.5 | 392997 | 7154952
2027-04-01 | 403577 | 210884 | 6302.81 | 85960.6 | 38374.6 | 18137.2 | 4394613 | 19705.9 | 52211.4 | 241288 | 257961 | 14082.4 | 285394 | 332784 | 67791.9 | 23455.3 | 91305 | 380319 | 6924147
2027-05-01 | 417030 | 217913 | 6512.91 | 88825.9 | 39653.8 | 18741.7 | 4541100 | 20362.8 | 53951.8 | 249331 | 266560 | 14551.8 | 294907 | 343877 | 70051.6 | 24237.2 | 94348.5 | 392997 | 7154952
2027-06-01 | 403577 | 210884 | 6302.81 | 85960.6 | 38374.6 | 18137.2 | 4394613 | 19705.9 | 52211.4 | 241288 | 257961 | 14082.4 | 285394 | 332784 | 67791.9 | 23455.3 | 91305 | 380319 | 6924147
2027-07-01 | 417030 | 217913 | 6512.91 | 88825.9 | 39653.8 | 18741.7 | 4541100 | 20362.8 | 53951.8 | 249331 | 266560 | 14551.8 | 294907 | 343877 | 70051.6 | 24237.2 | 94348.5 | 392997 | 7154952
2027-08-01 | 417030 | 217913 | 6512.91 | 88825.9 | 39653.8 | 18741.7 | 4541100 | 20362.8 | 53951.8 | 249331 | 266560 | 14551.8 | 294907 | 343877 | 70051.6 | 24237.2 | 94348.5 | 392997 | 7154952
2027-09-01 | 408419 | 213414 | 6334.22 | 88534.6 | 39141.6 | 18355 | 4486803 | 19902.9 | 53774.8 | 249713 | 273331 | 14279.5 | 292520 | 341093 | 68741 | 23924.5 | 93129.7 | 389815 | 7081226
2027-10-01 | 422033 | 220528 | 6545.36 | 91485.8 | 40446.3 | 18966.8 | 4636363 | 20566.3 | 55567.3 | 258036 | 282442 | 14755.5 | 302270 | 352463 | 71032.3 | 24722 | 96234 | 402809 | 7317267
2027-11-01 | 408419 | 213414 | 6334.22 | 88534.6 | 39141.6 | 18355 | 4486803 | 19902.9 | 53774.8 | 249713 | 273331 | 14279.5 | 292520 | 341093 | 68741 | 23924.5 | 93129.7 | 389815 | 7081226
2027-12-01 | 422033 | 220528 | 6545.36 | 91485.8 | 40446.3 | 18966.8 | 4636363 | 20566.3 | 55567.3 | 258036 | 282442 | 14755.5 | 302270 | 352463 | 71032.3 | 24722 | 96234 | 402809 | 7317267
2028-01-01 | 422033 | 220528 | 6545.36 | 91485.8 | 40446.3 | 18966.8 | 4636363 | 20566.3 | 55567.3 | 258036 | 282442 | 14755.5 | 302270 | 352463 | 71032.3 | 24722 | 96234 | 402809 | 7317267
2028-02-01 | 381191 | 199186 | 5911.94 | 82632.3 | 36532.1 | 17131.3 | 4187683 | 18576 | 50189.8 | 233065 | 255109 | 13327.6 | 273018 | 318354 | 64158.2 | 22329.6 | 86921 | 363828 | 6609144
2028-03-01 | 422033 | 220528 | 6545.36 | 91485.8 | 40446.3 | 18966.8 | 4636363 | 20566.3 | 55567.3 | 258036 | 282442 | 14755.5 | 302270 | 352463 | 71032.3 | 24722 | 96234 | 402809 | 7317267
2028-04-01 | 408419 | 213414 | 6334.22 | 88534.6 | 39141.6 | 18355 | 4486803 | 19902.9 | 53774.8 | 249713 | 273331 | 14279.5 | 292520 | 341093 | 68741 | 23924.5 | 93129.7 | 389815 | 7081226
2028-05-01 | 422033 | 220528 | 6545.36 | 91485.8 | 40446.3 | 18966.8 | 4636363 | 20566.3 | 55567.3 | 258036 | 282442 | 14755.5 | 302270 | 352463 | 71032.3 | 24722 | 96234 | 402809 | 7317267
2028-06-01 | 408419 | 213414 | 6334.22 | 88534.6 | 39141.6 | 18355 | 4486803 | 19902.9 | 53774.8 | 249713 | 273331 | 14279.5 | 292520 | 341093 | 68741 | 23924.5 | 93129.7 | 389815 | 7081226
2028-07-01 | 422033 | 220528 | 6545.36 | 91485.8 | 40446.3 | 18966.8 | 4636363 | 20566.3 | 55567.3 | 258036 | 282442 | 14755.5 | 302270 | 352463 | 71032.3 | 24722 | 96234 | 402809 | 7317267
2028-08-01 | 422033 | 220528 | 6545.36 | 91485.8 | 40446.3 | 18966.8 | 4636363 | 20566.3 | 55567.3 | 258036 | 282442 | 14755.5 | 302270 | 352463 | 71032.3 | 24722 | 96234 | 402809 | 7317267
2028-09-01 | 413261 | 215944 | 6365.63 | 91108.7 | 39908.5 | 18572.8 | 4578993 | 20099.8 | 55338.1 | 258137 | 288701 | 14479.4 | 299646 | 349403 | 69703.3 | 24393.7 | 94954.4 | 399312 | 7238321
2028-10-01 | 427036 | 223142 | 6577.82 | 94145.7 | 41238.8 | 19191.9 | 4731626 | 20769.8 | 57182.7 | 266742 | 298325 | 14962.1 | 309634 | 361049 | 72026.8 | 25206.8 | 98119.5 | 412622 | 7479598
2028-11-01 | 413261 | 215944 | 6365.63 | 91108.7 | 39908.5 | 18572.8 | 4578993 | 20099.8 | 55338.1 | 258137 | 288701 | 14479.4 | 299646 | 349403 | 69703.3 | 24393.7 | 94954.4 | 399312 | 7238321
2028-12-01 | 427036 | 223142 | 6577.82 | 94145.7 | 41238.8 | 19191.9 | 4731626 | 20769.8 | 57182.7 | 266742 | 298325 | 14962.1 | 309634 | 361049 | 72026.8 | 25206.8 | 98119.5 | 412622 | 7479598
2029-01-01 | 427036 | 223142 | 6577.82 | 94145.7 | 41238.8 | 19191.9 | 4731626 | 20769.8 | 57182.7 | 266742 | 298325 | 14962.1 | 309634 | 361049 | 72026.8 | 25206.8 | 98119.5 | 412622 | 7479598
2029-02-01 | 385710 | 201547 | 5941.25 | 85034.8 | 37247.9 | 17334.6 | 4273727 | 18759.8 | 51648.9 | 240928 | 269455 | 13514.1 | 279669 | 326109 | 65056.4 | 22767.5 | 88624.1 | 372691 | 6755766
2029-03-01 | 427036 | 223142 | 6577.82 | 94145.7 | 41238.8 | 19191.9 | 4731626 | 20769.8 | 57182.7 | 266742 | 298325 | 14962.1 | 309634 | 361049 | 72026.8 | 25206.8 | 98119.5 | 412622 | 7479598
2029-04-01 | 413261 | 215944 | 6365.63 | 91108.7 | 39908.5 | 18572.8 | 4578993 | 20099.8 | 55338.1 | 258137 | 288701 | 14479.4 | 299646 | 349403 | 69703.3 | 24393.7 | 94954.4 | 399312 | 7238321
2029-05-01 | 427036 | 223142 | 6577.82 | 94145.7 | 41238.8 | 19191.9 | 4731626 | 20769.8 | 57182.7 | 266742 | 298325 | 14962.1 | 309634 | 361049 | 72026.8 | 25206.8 | 98119.5 | 412622 | 7479598
2029-06-01 | 413261 | 215944 | 6365.63 | 91108.7 | 39908.5 | 18572.8 | 4578993 | 20099.8 | 55338.1 | 258137 | 288701 | 14479.4 | 299646 | 349403 | 69703.3 | 24393.7 | 94954.4 | 399312 | 7238321
2029-07-01 | 427036 | 223142 | 6577.82 | 94145.7 | 41238.8 | 19191.9 | 4731626 | 20769.8 | 57182.7 | 266742 | 298325 | 14962.1 | 309634 | 361049 | 72026.8 | 25206.8 | 98119.5 | 412622 | 7479598
2029-08-01 | 427036 | 223142 | 6577.82 | 94145.7 | 41238.8 | 19191.9 | 4731626 | 20769.8 | 57182.7 | 266742 | 298325 | 14962.1 | 309634 | 361049 | 72026.8 | 25206.8 | 98119.5 | 412622 | 7479598
2029-09-01 | 418102 | 218474 | 6397.04 | 93682.8 | 40675.4 | 18790.6 | 4671184 | 20296.8 | 56901.5 | 266562 | 304071 | 14682.1 | 306772 | 357712 | 70679.2 | 24862.9 | 96779 | 408808 | 7395432
2029-10-01 | 432039 | 225756 | 6610.27 | 96805.5 | 42031.3 | 19417 | 4826890 | 20973.3 | 58798.2 | 275447 | 314207 | 15171.6 | 316998 | 369636 | 73035.2 | 25691.7 | 100005 | 422435 | 7641946
2029-11-01 | 418102 | 218474 | 6397.04 | 93682.8 | 40675.4 | 18790.6 | 4671184 | 20296.8 | 56901.5 | 266562 | 304071 | 14682.1 | 306772 | 357712 | 70679.2 | 24862.9 | 96779 | 408808 | 7395432
2029-12-01 | 432039 | 225756 | 6610.27 | 96805.5 | 42031.3 | 19417 | 4826890 | 20973.3 | 58798.2 | 275447 | 314207 | 15171.6 | 316998 | 369636 | 73035.2 | 25691.7 | 100005 | 422435 | 7641946
2030-01-01 | 432039 | 225756 | 6610.27 | 96805.5 | 42031.3 | 19417 | 4826890 | 20973.3 | 58798.2 | 275447 | 314207 | 15171.6 | 316998 | 369636 | 73035.2 | 25691.7 | 100005 | 422435 | 7641946
2030-02-01 | 390229 | 203909 | 5970.57 | 87437.2 | 37963.7 | 17537.9 | 4359771 | 18943.6 | 53108.1 | 248791 | 283800 | 13703.3 | 286320 | 333865 | 65967.2 | 23205.4 | 90327.1 | 381554 | 6902403
2030-03-01 | 432039 | 225756 | 6610.27 | 96805.5 | 42031.3 | 19417 | 4826890 | 20973.3 | 58798.2 | 275447 | 314207 | 15171.6 | 316998 | 369636 | 73035.2 | 25691.7 | 100005 | 422435 | 7641946
2030-04-01 | 418102 | 218474 | 6397.04 | 93682.8 | 40675.4 | 18790.6 | 4671184 | 20296.8 | 56901.5 | 266562 | 304071 | 14682.1 | 306772 | 357712 | 70679.2 | 24862.9 | 96779 | 408808 | 7395432
2030-05-01 | 432039 | 225756 | 6610.27 | 96805.5 | 42031.3 | 19417 | 4826890 | 20973.3 | 58798.2 | 275447 | 314207 | 15171.6 | 316998 | 369636 | 73035.2 | 25691.7 | 100005 | 422435 | 7641946
2030-06-01 | 418102 | 218474 | 6397.04 | 93682.8 | 40675.4 | 18790.6 | 4671184 | 20296.8 | 56901.5 | 266562 | 304071 | 14682.1 | 306772 | 357712 | 70679.2 | 24862.9 | 96779 | 408808 | 7395432
2030-07-01 | 432039 | 225756 | 6610.27 | 96805.5 | 42031.3 | 19417 | 4826890 | 20973.3 | 58798.2 | 275447 | 314207 | 15171.6 | 316998 | 369636 | 73035.2 | 25691.7 | 100005 | 422435 | 7641946
2030-08-01 | 432039 | 225756 | 6610.27 | 96805.5 | 42031.3 | 19417 | 4826890 | 20973.3 | 58798.2 | 275447 | 314207 | 15171.6 | 316998 | 369636 | 73035.2 | 25691.7 | 100005 | 422435 | 7641946
2030-09-01 | 422368 | 220702 | 6429.33 | 95633 | 41304.3 | 18982.5 | 4758378 | 20504.2 | 58086.1 | 275054 | 317247 | 14887.7 | 313158 | 363241 | 71668.7 | 25247 | 98275.3 | 415127 | 7536293
2030-10-01 | 436446 | 228059 | 6643.64 | 98820.8 | 42681.1 | 19615.2 | 4916991 | 21187.7 | 60022.3 | 284222 | 327822 | 15384 | 323596 | 375350 | 74057.6 | 26088.5 | 101551 | 428964 | 7787503
2030-11-01 | 422368 | 220702 | 6429.33 | 95633 | 41304.3 | 18982.5 | 4758378 | 20504.2 | 58086.1 | 275054 | 317247 | 14887.7 | 313158 | 363241 | 71668.7 | 25247 | 98275.3 | 415127 | 7536293
2030-12-01 | 436446 | 228059 | 6643.64 | 98820.8 | 42681.1 | 19615.2 | 4916991 | 21187.7 | 60022.3 | 284222 | 327822 | 15384 | 323596 | 375350 | 74057.6 | 26088.5 | 101551 | 428964 | 7787503
2031-01-01 | 436446 | 228059 | 6643.64 | 98820.8 | 42681.1 | 19615.2 | 4916991 | 21187.7 | 60022.3 | 284222 | 327822 | 15384 | 323596 | 375350 | 74057.6 | 26088.5 | 101551 | 428964 | 7787503
2031-02-01 | 394210 | 205989 | 6000.71 | 89257.5 | 38550.7 | 17717 | 4441153 | 19137.3 | 54213.7 | 256717 | 296097 | 13895.2 | 292281 | 339025 | 66890.8 | 23563.8 | 91723.6 | 387452 | 7033874
2031-03-01 | 436446 | 228059 | 6643.64 | 98820.8 | 42681.1 | 19615.2 | 4916991 | 21187.7 | 60022.3 | 284222 | 327822 | 15384 | 323596 | 375350 | 74057.6 | 26088.5 | 101551 | 428964 | 7787503
2031-04-01 | 422368 | 220702 | 6429.33 | 95633 | 41304.3 | 18982.5 | 4758378 | 20504.2 | 58086.1 | 275054 | 317247 | 14887.7 | 313158 | 363241 | 71668.7 | 25247 | 98275.3 | 415127 | 7536293
2031-05-01 | 436446 | 228059 | 6643.64 | 98820.8 | 42681.1 | 19615.2 | 4916991 | 21187.7 | 60022.3 | 284222 | 327822 | 15384 | 323596 | 375350 | 74057.6 | 26088.5 | 101551 | 428964 | 7787503
2031-06-01 | 422368 | 220702 | 6429.33 | 95633 | 41304.3 | 18982.5 | 4758378 | 20504.2 | 58086.1 | 275054 | 317247 | 14887.7 | 313158 | 363241 | 71668.7 | 25247 | 98275.3 | 415127 | 7536293
2031-07-01 | 436446 | 228059 | 6643.64 | 98820.8 | 42681.1 | 19615.2 | 4916991 | 21187.7 | 60022.3 | 284222 | 327822 | 15384 | 323596 | 375350 | 74057.6 | 26088.5 | 101551 | 428964 | 7787503
2031-08-01 | 436446 | 228059 | 6643.64 | 98820.8 | 42681.1 | 19615.2 | 4916991 | 21187.7 | 60022.3 | 284222 | 327822 | 15384 | 323596 | 375350 | 74057.6 | 26088.5 | 101551 | 428964 | 7787503
2031-09-01 | 426633 | 222931 | 6461.63 | 97583.3 | 41933.2 | 19174.3 | 4845572 | 20711.7 | 59270.7 | 283546 | 330423 | 15096.1 | 319544 | 368771 | 72672.1 | 25631.1 | 99771.5 | 421445 | 7677171
2031-10-01 | 440854 | 230362 | 6677.02 | 100836 | 43330.9 | 19813.5 | 5007092 | 21402.1 | 61246.4 | 292997 | 341437 | 15599.3 | 330195 | 381063 | 75094.5 | 26485.4 | 103097 | 435494 | 7933077
2031-11-01 | 426633 | 222931 | 6461.63 | 97583.3 | 41933.2 | 19174.3 | 4845572 | 20711.7 | 59270.7 | 283546 | 330423 | 15096.1 | 319544 | 368771 | 72672.1 | 25631.1 | 99771.5 | 421445 | 7677171
2031-12-01 | 440854 | 230362 | 6677.02 | 100836 | 43330.9 | 19813.5 | 5007092 | 21402.1 | 61246.4 | 292997 | 341437 | 15599.3 | 330195 | 381063 | 75094.5 | 26485.4 | 103097 | 435494 | 7933077
2032-01-01 | 440854 | 230362 | 6677.02 | 100836 | 43330.9 | 19813.5 | 5007092 | 21402.1 | 61246.4 | 292997 | 341437 | 15599.3 | 330195 | 381063 | 75094.5 | 26485.4 | 103097 | 435494 | 7933077
2032-02-01 | 398191 | 208069 | 6030.85 | 91077.8 | 39137.6 | 17896 | 4522534 | 19330.9 | 55319.3 | 264643 | 308395 | 14089.7 | 298241 | 344186 | 67827.2 | 23922.3 | 93120.1 | 393349 | 7165359
2032-03-01 | 440854 | 230362 | 6677.02 | 100836 | 43330.9 | 19813.5 | 5007092 | 21402.1 | 61246.4 | 292997 | 341437 | 15599.3 | 330195 | 381063 | 75094.5 | 26485.4 | 103097 | 435494 | 7933077
2032-04-01 | 426633 | 222931 | 6461.63 | 97583.3 | 41933.2 | 19174.3 | 4845572 | 20711.7 | 59270.7 | 283546 | 330423 | 15096.1 | 319544 | 368771 | 72672.1 | 25631.1 | 99771.5 | 421445 | 7677171
2032-05-01 | 440854 | 230362 | 6677.02 | 100836 | 43330.9 | 19813.5 | 5007092 | 21402.1 | 61246.4 | 292997 | 341437 | 15599.3 | 330195 | 381063 | 75094.5 | 26485.4 | 103097 | 435494 | 7933077
2032-06-01 | 426633 | 222931 | 6461.63 | 97583.3 | 41933.2 | 19174.3 | 4845572 | 20711.7 | 59270.7 | 283546 | 330423 | 15096.1 | 319544 | 368771 | 72672.1 | 25631.1 | 99771.5 | 421445 | 7677171
2032-07-01 | 440854 | 230362 | 6677.02 | 100836 | 43330.9 | 19813.5 | 5007092 | 21402.1 | 61246.4 | 292997 | 341437 | 15599.3 | 330195 | 381063 | 75094.5 | 26485.4 | 103097 | 435494 | 7933077
2032-08-01 | 440854 | 230362 | 6677.02 | 100836 | 43330.9 | 19813.5 | 5007092 | 21402.1 | 61246.4 | 292997 | 341437 | 15599.3 | 330195 | 381063 | 75094.5 | 26485.4 | 103097 | 435494 | 7933077
2032-09-01 | 430898 | 225160 | 6493.93 | 99533.6 | 42562 | 19366.2 | 4932767 | 20919.2 | 60455.3 | 292037 | 343599 | 15307.5 | 325930 | 374300 | 73689.5 | 26015.1 | 101268 | 427764 | 7818066
2032-10-01 | 445261 | 232665 | 6710.39 | 102851 | 43980.8 | 20011.7 | 5097192 | 21616.5 | 62470.5 | 301772 | 355052 | 15817.7 | 336794 | 386777 | 76145.8 | 26882.3 | 104643 | 442023 | 8078668
2032-11-01 | 430898 | 225160 | 6493.93 | 99533.6 | 42562 | 19366.2 | 4932767 | 20919.2 | 60455.3 | 292037 | 343599 | 15307.5 | 325930 | 374300 | 73689.5 | 26015.1 | 101268 | 427764 | 7818066
2032-12-01 | 445261 | 232665 | 6710.39 | 102851 | 43980.8 | 20011.7 | 5097192 | 21616.5 | 62470.5 | 301772 | 355052 | 15817.7 | 336794 | 386777 | 76145.8 | 26882.3 | 104643 | 442023 | 8078668
2033-01-01 | 445261 | 232665 | 6710.39 | 102851 | 43980.8 | 20011.7 | 5097192 | 21616.5 | 62470.5 | 301772 | 355052 | 15817.7 | 336794 | 386777 | 76145.8 | 26882.3 | 104643 | 442023 | 8078668
2033-02-01 | 402172 | 210149 | 6061 | 92898 | 39724.6 | 18075.1 | 4603916 | 19524.5 | 56425 | 272568 | 320692 | 14287 | 304201 | 349347 | 68776.8 | 24280.8 | 94516.5 | 399247 | 7296861
2033-03-01 | 445261 | 232665 | 6710.39 | 102851 | 43980.8 | 20011.7 | 5097192 | 21616.5 | 62470.5 | 301772 | 355052 | 15817.7 | 336794 | 386777 | 76145.8 | 26882.3 | 104643 | 442023 | 8078668
2033-04-01 | 430898 | 225160 | 6493.93 | 99533.6 | 42562 | 19366.2 | 4932767 | 20919.2 | 60455.3 | 292037 | 343599 | 15307.5 | 325930 | 374300 | 73689.5 | 26015.1 | 101268 | 427764 | 7818066
2033-05-01 | 445261 | 232665 | 6710.39 | 102851 | 43980.8 | 20011.7 | 5097192 | 21616.5 | 62470.5 | 301772 | 355052 | 15817.7 | 336794 | 386777 | 76145.8 | 26882.3 | 104643 | 442023 | 8078668
2033-06-01 | 430898 | 225160 | 6493.93 | 99533.6 | 42562 | 19366.2 | 4932767 | 20919.2 | 60455.3 | 292037 | 343599 | 15307.5 | 325930 | 374300 | 73689.5 | 26015.1 | 101268 | 427764 | 7818066
2033-07-01 | 445261 | 232665 | 6710.39 | 102851 | 43980.8 | 20011.7 | 5097192 | 21616.5 | 62470.5 | 301772 | 355052 | 15817.7 | 336794 | 386777 | 76145.8 | 26882.3 | 104643 | 442023 | 8078668
2033-08-01 | 445261 | 232665 | 6710.39 | 102851 | 43980.8 | 20011.7 | 5097192 | 21616.5 | 62470.5 | 301772 | 355052 | 15817.7 | 336794 | 386777 | 76145.8 | 26882.3 | 104643 | 442023 | 8078668
2033-09-01 | 435163 | 227389 | 6526.22 | 101484 | 43190.9 | 19558 | 5019961 | 21126.6 | 61639.9 | 300529 | 356775 | 15521.8 | 332316 | 379829 | 74721.1 | 26399.2 | 102764 | 434083 | 7958978
2033-10-01 | 449669 | 234968 | 6743.76 | 104867 | 44630.6 | 20210 | 5187293 | 21830.8 | 63694.6 | 310547 | 368667 | 16039.2 | 343393 | 392490 | 77211.8 | 27279.2 | 106189 | 448552 | 8224277
2033-11-01 | 435163 | 227389 | 6526.22 | 101484 | 43190.9 | 19558 | 5019961 | 21126.6 | 61639.9 | 300529 | 356775 | 15521.8 | 332316 | 379829 | 74721.1 | 26399.2 | 102764 | 434083 | 7958978
2033-12-01 | 449669 | 234968 | 6743.76 | 104867 | 44630.6 | 20210 | 5187293 | 21830.8 | 63694.6 | 310547 | 368667 | 16039.2 | 343393 | 392490 | 77211.8 | 27279.2 | 106189 | 448552 | 8224277
2034-01-01 | 449669 | 234968 | 6743.76 | 104867 | 44630.6 | 20210 | 5187293 | 21830.8 | 63694.6 | 310547 | 368667 | 16039.2 | 343393 | 392490 | 77211.8 | 27279.2 | 106189 | 448552 | 8224277
2034-02-01 | 406153 | 212229 | 6091.14 | 94718.3 | 40311.5 | 18254.2 | 4685297 | 19718.2 | 57530.6 | 280494 | 332990 | 14487 | 310162 | 354507 | 69739.7 | 24639.3 | 95913 | 405144 | 7428379
2034-03-01 | 449669 | 234968 | 6743.76 | 104867 | 44630.6 | 20210 | 5187293 | 21830.8 | 63694.6 | 310547 | 368667 | 16039.2 | 343393 | 392490 | 77211.8 | 27279.2 | 106189 | 448552 | 8224277
2034-04-01 | 435163 | 227389 | 6526.22 | 101484 | 43190.9 | 19558 | 5019961 | 21126.6 | 61639.9 | 300529 | 356775 | 15521.8 | 332316 | 379829 | 74721.1 | 26399.2 | 102764 | 434083 | 7958978
2034-05-01 | 449669 | 234968 | 6743.76 | 104867 | 44630.6 | 20210 | 5187293 | 21830.8 | 63694.6 | 310547 | 368667 | 16039.2 | 343393 | 392490 | 77211.8 | 27279.2 | 106189 | 448552 | 8224277
2034-06-01 | 435163 | 227389 | 6526.22 | 101484 | 43190.9 | 19558 | 5019961 | 21126.6 | 61639.9 | 300529 | 356775 | 15521.8 | 332316 | 379829 | 74721.1 | 26399.2 | 102764 | 434083 | 7958978
2034-07-01 | 449669 | 234968 | 6743.76 | 104867 | 44630.6 | 20210 | 5187293 | 21830.8 | 63694.6 | 310547 | 368667 | 16039.2 | 343393 | 392490 | 77211.8 | 27279.2 | 106189 | 448552 | 8224277
2034-08-01 | 449669 | 234968 | 6743.76 | 104867 | 44630.6 | 20210 | 5187293 | 21830.8 | 63694.6 | 310547 | 368667 | 16039.2 | 343393 | 392490 | 77211.8 | 27279.2 | 106189 | 448552 | 8224277
2034-09-01 | 439429 | 229617 | 6558.52 | 103434 | 43819.7 | 19749.9 | 5107156 | 21334.1 | 62824.5 | 309021 | 369951 | 15739.1 | 338702 | 385359 | 75767.2 | 26783.3 | 104260 | 440402 | 8099907
2034-10-01 | 454076 | 237271 | 6777.14 | 106882 | 45280.4 | 20408.2 | 5277394 | 22045.2 | 64918.7 | 319322 | 382282 | 16263.7 | 349992 | 398204 | 78292.8 | 27676.1 | 107736 | 455082 | 8369904
2034-11-01 | 439429 | 229617 | 6558.52 | 103434 | 43819.7 | 19749.9 | 5107156 | 21334.1 | 62824.5 | 309021 | 369951 | 15739.1 | 338702 | 385359 | 75767.2 | 26783.3 | 104260 | 440402 | 8099907
2034-12-01 | 454076 | 237271 | 6777.14 | 106882 | 45280.4 | 20408.2 | 5277394 | 22045.2 | 64918.7 | 319322 | 382282 | 16263.7 | 349992 | 398204 | 78292.8 | 27676.1 | 107736 | 455082 | 8369904
2035-01-01 | 454076 | 237271 | 6777.14 | 106882 | 45280.4 | 20408.2 | 5277394 | 22045.2 | 64918.7 | 319322 | 382282 | 16263.7 | 349992 | 398204 | 78292.8 | 27676.1 | 107736 | 455082 | 8369904
2035-02-01 | 410134 | 214310 | 6121.28 | 96538.5 | 40898.4 | 18433.2 | 4766679 | 19911.8 | 58636.2 | 288420 | 345287 | 14689.8 | 316122 | 359668 | 70716.1 | 24997.7 | 97309.5 | 411041 | 7559913
2035-03-01 | 454076 | 237271 | 6777.14 | 106882 | 45280.4 | 20408.2 | 5277394 | 22045.2 | 64918.7 | 319322 | 382282 | 16263.7 | 349992 | 398204 | 78292.8 | 27676.1 | 107736 | 455082 | 8369904
2035-04-01 | 439429 | 229617 | 6558.52 | 103434 | 43819.7 | 19749.9 | 5107156 | 21334.1 | 62824.5 | 309021 | 369951 | 15739.1 | 338702 | 385359 | 75767.2 | 26783.3 | 104260 | 440402 | 8099907
2035-05-01 | 454076 | 237271 | 6777.14 | 106882 | 45280.4 | 20408.2 | 5277394 | 22045.2 | 64918.7 | 319322 | 382282 | 16263.7 | 349992 | 398204 | 78292.8 | 27676.1 | 107736 | 455082 | 8369904
2035-06-01 | 439429 | 229617 | 6558.52 | 103434 | 43819.7 | 19749.9 | 5107156 | 21334.1 | 62824.5 | 309021 | 369951 | 15739.1 | 338702 | 385359 | 75767.2 | 26783.3 | 104260 | 440402 | 8099907
2035-07-01 | 454076 | 237271 | 6777.14 | 106882 | 45280.4 | 20408.2 | 5277394 | 22045.2 | 64918.7 | 319322 | 382282 | 16263.7 | 349992 | 398204 | 78292.8 | 27676.1 | 107736 | 455082 | 8369904
2035-08-01 | 454076 | 237271 | 6777.14 | 106882 | 45280.4 | 20408.2 | 5277394 | 22045.2 | 64918.7 | 319322 | 382282 | 16263.7 | 349992 | 398204 | 78292.8 | 27676.1 | 107736 | 455082 | 8369904
2035-09-01 | 443912 | 231960 | 6591.7 | 105587 | 44496.9 | 19951.3 | 5186076 | 21551.5 | 64132.3 | 315454 | 385981 | 15959.4 | 345753 | 391315 | 76827.9 | 27197.2 | 105872 | 447208 | 8235825
2035-10-01 | 458709 | 239692 | 6811.43 | 109107 | 45980.1 | 20616.3 | 5358945 | 22269.9 | 66270.1 | 325969 | 398847 | 16491.4 | 357278 | 404359 | 79388.9 | 28103.8 | 109401 | 462115 | 8510352
2035-11-01 | 443912 | 231960 | 6591.7 | 105587 | 44496.9 | 19951.3 | 5186076 | 21551.5 | 64132.3 | 315454 | 385981 | 15959.4 | 345753 | 391315 | 76827.9 | 27197.2 | 105872 | 447208 | 8235825
2035-12-01 | 458709 | 239692 | 6811.43 | 109107 | 45980.1 | 20616.3 | 5358945 | 22269.9 | 66270.1 | 325969 | 398847 | 16491.4 | 357278 | 404359 | 79388.9 | 28103.8 | 109401 | 462115 | 8510352
2036-01-01 | 458709 | 239692 | 6811.43 | 109107 | 45980.1 | 20616.3 | 5358945 | 22269.9 | 66270.1 | 325969 | 398847 | 16491.4 | 357278 | 404359 | 79388.9 | 28103.8 | 109401 | 462115 | 8510352
2036-02-01 | 414318 | 216496 | 6152.26 | 98548.1 | 41530.5 | 18621.2 | 4840337 | 20114.7 | 59856.8 | 294423 | 360249 | 14895.5 | 322702 | 365227 | 71706.1 | 25384.1 | 98813.5 | 417394 | 7686770
2036-03-01 | 458709 | 239692 | 6811.43 | 109107 | 45980.1 | 20616.3 | 5358945 | 22269.9 | 66270.1 | 325969 | 398847 | 16491.4 | 357278 | 404359 | 79388.9 | 28103.8 | 109401 | 462115 | 8510352
2036-04-01 | 443912 | 231960 | 6591.7 | 105587 | 44496.9 | 19951.3 | 5186076 | 21551.5 | 64132.3 | 315454 | 385981 | 15959.4 | 345753 | 391315 | 76827.9 | 27197.2 | 105872 | 447208 | 8235825
2036-05-01 | 458709 | 239692 | 6811.43 | 109107 | 45980.1 | 20616.3 | 5358945 | 22269.9 | 66270.1 | 325969 | 398847 | 16491.4 | 357278 | 404359 | 79388.9 | 28103.8 | 109401 | 462115 | 8510352
2036-06-01 | 443912 | 231960 | 6591.7 | 105587 | 44496.9 | 19951.3 | 5186076 | 21551.5 | 64132.3 | 315454 | 385981 | 15959.4 | 345753 | 391315 | 76827.9 | 27197.2 | 105872 | 447208 | 8235825
2036-07-01 | 458709 | 239692 | 6811.43 | 109107 | 45980.1 | 20616.3 | 5358945 | 22269.9 | 66270.1 | 325969 | 398847 | 16491.4 | 357278 | 404359 | 79388.9 | 28103.8 | 109401 | 462115 | 8510352
2036-08-01 | 458709 | 239692 | 6811.43 | 109107 | 45980.1 | 20616.3 | 5358945 | 22269.9 | 66270.1 | 325969 | 398847 | 16491.4 | 357278 | 404359 | 79388.9 | 28103.8 | 109401 | 462115 | 8510352
2036-09-01 | 448395 | 234302 | 6624.89 | 107740 | 45174.1 | 20152.7 | 5264995 | 21768.9 | 65440.1 | 321886 | 402011 | 16182.9 | 352803 | 397272 | 77903.5 | 27611.1 | 107483 | 454015 | 8371761
2036-10-01 | 463341 | 242113 | 6845.72 | 111332 | 46679.9 | 20824.5 | 5440495 | 22494.5 | 67621.5 | 332615 | 415411 | 16722.3 | 364563 | 410514 | 80500.3 | 28531.5 | 111066 | 469149 | 8650819
2036-11-01 | 448395 | 234302 | 6624.89 | 107740 | 45174.1 | 20152.7 | 5264995 | 21768.9 | 65440.1 | 321886 | 402011 | 16182.9 | 352803 | 397272 | 77903.5 | 27611.1 | 107483 | 454015 | 8371761
2036-12-01 | 463341 | 242113 | 6845.72 | 111332 | 46679.9 | 20824.5 | 5440495 | 22494.5 | 67621.5 | 332615 | 415411 | 16722.3 | 364563 | 410514 | 80500.3 | 28531.5 | 111066 | 469149 | 8650819
2037-01-01 | 463341 | 242113 | 6845.72 | 111332 | 46679.9 | 20824.5 | 5440495 | 22494.5 | 67621.5 | 332615 | 415411 | 16722.3 | 364563 | 410514 | 80500.3 | 28531.5 | 111066 | 469149 | 8650819
2037-02-01 | 418502 | 218682 | 6183.23 | 100558 | 42162.5 | 18809.2 | 4913996 | 20317.6 | 61077.4 | 300427 | 375210 | 15104 | 329283 | 370787 | 72710 | 25770.4 | 100317 | 423747 | 7813643
2037-03-01 | 463341 | 242113 | 6845.72 | 111332 | 46679.9 | 20824.5 | 5440495 | 22494.5 | 67621.5 | 332615 | 415411 | 16722.3 | 364563 | 410514 | 80500.3 | 28531.5 | 111066 | 469149 | 8650819
2037-04-01 | 448395 | 234302 | 6624.89 | 107740 | 45174.1 | 20152.7 | 5264995 | 21768.9 | 65440.1 | 321886 | 402011 | 16182.9 | 352803 | 397272 | 77903.5 | 27611.1 | 107483 | 454015 | 8371761
2037-05-01 | 463341 | 242113 | 6845.72 | 111332 | 46679.9 | 20824.5 | 5440495 | 22494.5 | 67621.5 | 332615 | 415411 | 16722.3 | 364563 | 410514 | 80500.3 | 28531.5 | 111066 | 469149 | 8650819
2037-06-01 | 448395 | 234302 | 6624.89 | 107740 | 45174.1 | 20152.7 | 5264995 | 21768.9 | 65440.1 | 321886 | 402011 | 16182.9 | 352803 | 397272 | 77903.5 | 27611.1 | 107483 | 454015 | 8371761
2037-07-01 | 463341 | 242113 | 6845.72 | 111332 | 46679.9 | 20824.5 | 5440495 | 22494.5 | 67621.5 | 332615 | 415411 | 16722.3 | 364563 | 410514 | 80500.3 | 28531.5 | 111066 | 469149 | 8650819
2037-08-01 | 463341 | 242113 | 6845.72 | 111332 | 46679.9 | 20824.5 | 5440495 | 22494.5 | 67621.5 | 332615 | 415411 | 16722.3 | 364563 | 410514 | 80500.3 | 28531.5 | 111066 | 469149 | 8650819
2037-09-01 | 452877 | 236645 | 6658.07 | 109893 | 45851.2 | 20354.1 | 5343915 | 21986.3 | 66747.9 | 328318 | 418041 | 16409.4 | 359854 | 403228 | 78994.2 | 28025.1 | 109094 | 460822 | 8507714
2037-10-01 | 467973 | 244533 | 6880.01 | 113556 | 47379.6 | 21032.6 | 5522046 | 22719.2 | 68972.8 | 339262 | 431976 | 16956.4 | 371849 | 416669 | 81627.3 | 28959.2 | 112731 | 476183 | 8791305
2037-11-01 | 452877 | 236645 | 6658.07 | 109893 | 45851.2 | 20354.1 | 5343915 | 21986.3 | 66747.9 | 328318 | 418041 | 16409.4 | 359854 | 403228 | 78994.2 | 28025.1 | 109094 | 460822 | 8507714
2037-12-01 | 467973 | 244533 | 6880.01 | 113556 | 47379.6 | 21032.6 | 5522046 | 22719.2 | 68972.8 | 339262 | 431976 | 16956.4 | 371849 | 416669 | 81627.3 | 28959.2 | 112731 | 476183 | 8791305
2038-01-01 | 467973 | 244533 | 6880.01 | 113556 | 47379.6 | 21032.6 | 5522046 | 22719.2 | 68972.8 | 339262 | 431976 | 16956.4 | 371849 | 416669 | 81627.3 | 28959.2 | 112731 | 476183 | 8791305
2038-02-01 | 422686 | 220869 | 6214.2 | 102567 | 42794.5 | 18997.2 | 4987654 | 20520.5 | 62298.1 | 306430 | 390171 | 15315.5 | 335863 | 376346 | 73727.9 | 26156.7 | 101822 | 430101 | 7940534
2038-03-01 | 467973 | 244533 | 6880.01 | 113556 | 47379.6 | 21032.6 | 5522046 | 22719.2 | 68972.8 | 339262 | 431976 | 16956.4 | 371849 | 416669 | 81627.3 | 28959.2 | 112731 | 476183 | 8791305
2038-04-01 | 452877 | 236645 | 6658.07 | 109893 | 45851.2 | 20354.1 | 5343915 | 21986.3 | 66747.9 | 328318 | 418041 | 16409.4 | 359854 | 403228 | 78994.2 | 28025.1 | 109094 | 460822 | 8507714
2038-05-01 | 467973 | 244533 | 6880.01 | 113556 | 47379.6 | 21032.6 | 5522046 | 22719.2 | 68972.8 | 339262 | 431976 | 16956.4 | 371849 | 416669 | 81627.3 | 28959.2 | 112731 | 476183 | 8791305
2038-06-01 | 452877 | 236645 | 6658.07 | 109893 | 45851.2 | 20354.1 | 5343915 | 21986.3 | 66747.9 | 328318 | 418041 | 16409.4 | 359854 | 403228 | 78994.2 | 28025.1 | 109094 | 460822 | 8507714
2038-07-01 | 467973 | 244533 | 6880.01 | 113556 | 47379.6 | 21032.6 | 5522046 | 22719.2 | 68972.8 | 339262 | 431976 | 16956.4 | 371849 | 416669 | 81627.3 | 28959.2 | 112731 | 476183 | 8791305
2038-08-01 | 467973 | 244533 | 6880.01 | 113556 | 47379.6 | 21032.6 | 5522046 | 22719.2 | 68972.8 | 339262 | 431976 | 16956.4 | 371849 | 416669 | 81627.3 | 28959.2 | 112731 | 476183 | 8791305
2038-09-01 | 457360 | 238987 | 6691.26 | 112046 | 46528.4 | 20555.5 | 5422835 | 22203.7 | 68055.7 | 334751 | 434071 | 16639.2 | 366904 | 409184 | 80100.1 | 28439 | 110706 | 467629 | 8643687
2038-10-01 | 472606 | 246954 | 6914.3 | 115781 | 48079.4 | 21240.7 | 5603596 | 22943.8 | 70324.2 | 345909 | 448540 | 17193.8 | 379134 | 422824 | 82770.1 | 29386.9 | 114396 | 483216 | 8931810
2038-11-01 | 457360 | 238987 | 6691.26 | 112046 | 46528.4 | 20555.5 | 5422835 | 22203.7 | 68055.7 | 334751 | 434071 | 16639.2 | 366904 | 409184 | 80100.1 | 28439 | 110706 | 467629 | 8643687
2038-12-01 | 472606 | 246954 | 6914.3 | 115781 | 48079.4 | 21240.7 | 5603596 | 22943.8 | 70324.2 | 345909 | 448540 | 17193.8 | 379134 | 422824 | 82770.1 | 29386.9 | 114396 | 483216 | 8931810
2039-01-01 | 472606 | 246954 | 6914.3 | 115781 | 48079.4 | 21240.7 | 5603596 | 22943.8 | 70324.2 | 345909 | 448540 | 17193.8 | 379134 | 422824 | 82770.1 | 29386.9 | 114396 | 483216 | 8931810
2039-02-01 | 426870 | 223055 | 6245.18 | 104577 | 43426.5 | 19185.2 | 5061313 | 20723.5 | 63518.7 | 312434 | 405133 | 15529.9 | 342444 | 381905 | 74760.1 | 26543 | 103326 | 436454 | 8067441
2039-03-01 | 472606 | 246954 | 6914.3 | 115781 | 48079.4 | 21240.7 | 5603596 | 22943.8 | 70324.2 | 345909 | 448540 | 17193.8 | 379134 | 422824 | 82770.1 | 29386.9 | 114396 | 483216 | 8931810
2039-04-01 | 457360 | 238987 | 6691.26 | 112046 | 46528.4 | 20555.5 | 5422835 | 22203.7 | 68055.7 | 334751 | 434071 | 16639.2 | 366904 | 409184 | 80100.1 | 28439 | 110706 | 467629 | 8643687
2039-05-01 | 472606 | 246954 | 6914.3 | 115781 | 48079.4 | 21240.7 | 5603596 | 22943.8 | 70324.2 | 345909 | 448540 | 17193.8 | 379134 | 422824 | 82770.1 | 29386.9 | 114396 | 483216 | 8931810
2039-06-01 | 457360 | 238987 | 6691.26 | 112046 | 46528.4 | 20555.5 | 5422835 | 22203.7 | 68055.7 | 334751 | 434071 | 16639.2 | 366904 | 409184 | 80100.1 | 28439 | 110706 | 467629 | 8643687
2039-07-01 | 472606 | 246954 | 6914.3 | 115781 | 48079.4 | 21240.7 | 5603596 | 22943.8 | 70324.2 | 345909 | 448540 | 17193.8 | 379134 | 422824 | 82770.1 | 29386.9 | 114396 | 483216 | 8931810
2039-08-01 | 472606 | 246954 | 6914.3 | 115781 | 48079.4 | 21240.7 | 5603596 | 22943.8 | 70324.2 | 345909 | 448540 | 17193.8 | 379134 | 422824 | 82770.1 | 29386.9 | 114396 | 483216 | 8931810
2039-09-01 | 461843 | 241330 | 6724.44 | 114199 | 47205.6 | 20757 | 5501755 | 22421.1 | 69363.5 | 341183 | 450101 | 16872.1 | 373955 | 415141 | 81221.5 | 28852.9 | 112317 | 474436 | 8779678
2039-10-01 | 477238 | 249374 | 6948.59 | 118006 | 48779.1 | 21448.9 | 5685147 | 23168.5 | 71675.6 | 352556 | 465104 | 17434.5 | 386420 | 428979 | 83928.9 | 29814.7 | 116061 | 490250 | 9072334
2039-11-01 | 461843 | 241330 | 6724.44 | 114199 | 47205.6 | 20757 | 5501755 | 22421.1 | 69363.5 | 341183 | 450101 | 16872.1 | 373955 | 415141 | 81221.5 | 28852.9 | 112317 | 474436 | 8779678
2039-12-01 | 477238 | 249374 | 6948.59 | 118006 | 48779.1 | 21448.9 | 5685147 | 23168.5 | 71675.6 | 352556 | 465104 | 17434.5 | 386420 | 428979 | 83928.9 | 29814.7 | 116061 | 490250 | 9072334
2040-01-01 | 477238 | 249374 | 6948.59 | 118006 | 48779.1 | 21448.9 | 5685147 | 23168.5 | 71675.6 | 352556 | 465104 | 17434.5 | 386420 | 428979 | 83928.9 | 29814.7 | 116061 | 490250 | 9072334
2040-02-01 | 431054 | 225241 | 6276.15 | 106586 | 44058.5 | 19373.2 | 5134971 | 20926.4 | 64739.3 | 318437 | 420094 | 15747.3 | 349024 | 387465 | 75806.7 | 26929.4 | 104830 | 442807 | 8194366
2040-03-01 | 477238 | 249374 | 6948.59 | 118006 | 48779.1 | 21448.9 | 5685147 | 23168.5 | 71675.6 | 352556 | 465104 | 17434.5 | 386420 | 428979 | 83928.9 | 29814.7 | 116061 | 490250 | 9072334
2040-04-01 | 461843 | 241330 | 6724.44 | 114199 | 47205.6 | 20757 | 5501755 | 22421.1 | 69363.5 | 341183 | 450101 | 16872.1 | 373955 | 415141 | 81221.5 | 28852.9 | 112317 | 474436 | 8779678
2040-05-01 | 477238 | 249374 | 6948.59 | 118006 | 48779.1 | 21448.9 | 5685147 | 23168.5 | 71675.6 | 352556 | 465104 | 17434.5 | 386420 | 428979 | 83928.9 | 29814.7 | 116061 | 490250 | 9072334
2040-06-01 | 461843 | 241330 | 6724.44 | 114199 | 47205.6 | 20757 | 5501755 | 22421.1 | 69363.5 | 341183 | 450101 | 16872.1 | 373955 | 415141 | 81221.5 | 28852.9 | 112317 | 474436 | 8779678
2040-07-01 | 477238 | 249374 | 6948.59 | 118006 | 48779.1 | 21448.9 | 5685147 | 23168.5 | 71675.6 | 352556 | 465104 | 17434.5 | 386420 | 428979 | 83928.9 | 29814.7 | 116061 | 490250 | 9072334
2040-08-01 | 477238 | 249374 | 6948.59 | 118006 | 48779.1 | 21448.9 | 5685147 | 23168.5 | 71675.6 | 352556 | 465104 | 17434.5 | 386420 | 428979 | 83928.9 | 29814.7 | 116061 | 490250 | 9072334
2040-09-01 | 465598 | 243292 | 6758.52 | 115965 | 47687.2 | 20925.6 | 5557881 | 22603.4 | 70435.5 | 346456 | 459470 | 17108.3 | 379735 | 419376 | 82358.6 | 29147.4 | 113463 | 479276 | 8877536
2040-10-01 | 481118 | 251401 | 6983.8 | 119830 | 49276.8 | 21623.1 | 5743144 | 23356.9 | 72783.4 | 358005 | 474786 | 17678.6 | 392393 | 433355 | 85103.9 | 30119 | 117245 | 495252 | 9173454
2040-11-01 | 465598 | 243292 | 6758.52 | 115965 | 47687.2 | 20925.6 | 5557881 | 22603.4 | 70435.5 | 346456 | 459470 | 17108.3 | 379735 | 419376 | 82358.6 | 29147.4 | 113463 | 479276 | 8877536
2040-12-01 | 481118 | 251401 | 6983.8 | 119830 | 49276.8 | 21623.1 | 5743144 | 23356.9 | 72783.4 | 358005 | 474786 | 17678.6 | 392393 | 433355 | 85103.9 | 30119 | 117245 | 495252 | 9173454
2041-01-01 | 481118 | 251401 | 6983.8 | 119830 | 49276.8 | 21623.1 | 5743144 | 23356.9 | 72783.4 | 358005 | 474786 | 17678.6 | 392393 | 433355 | 85103.9 | 30119 | 117245 | 495252 | 9173454
2041-02-01 | 434558 | 227072 | 6307.95 | 108234 | 44508.1 | 19530.5 | 5187356 | 21096.5 | 65739.8 | 323359 | 428839 | 15967.8 | 354419 | 391417 | 76868 | 27204.3 | 105899 | 447324 | 8285700
2041-03-01 | 481118 | 251401 | 6983.8 | 119830 | 49276.8 | 21623.1 | 5743144 | 23356.9 | 72783.4 | 358005 | 474786 | 17678.6 | 392393 | 433355 | 85103.9 | 30119 | 117245 | 495252 | 9173454
2041-04-01 | 465598 | 243292 | 6758.52 | 115965 | 47687.2 | 20925.6 | 5557881 | 22603.4 | 70435.5 | 346456 | 459470 | 17108.3 | 379735 | 419376 | 82358.6 | 29147.4 | 113463 | 479276 | 8877536
2041-05-01 | 481118 | 251401 | 6983.8 | 119830 | 49276.8 | 21623.1 | 5743144 | 23356.9 | 72783.4 | 358005 | 474786 | 17678.6 | 392393 | 433355 | 85103.9 | 30119 | 117245 | 495252 | 9173454
2041-06-01 | 465598 | 243292 | 6758.52 | 115965 | 47687.2 | 20925.6 | 5557881 | 22603.4 | 70435.5 | 346456 | 459470 | 17108.3 | 379735 | 419376 | 82358.6 | 29147.4 | 113463 | 479276 | 8877536
2041-07-01 | 481118 | 251401 | 6983.8 | 119830 | 49276.8 | 21623.1 | 5743144 | 23356.9 | 72783.4 | 358005 | 474786 | 17678.6 | 392393 | 433355 | 85103.9 | 30119 | 117245 | 495252 | 9173454
2041-08-01 | 481118 | 251401 | 6983.8 | 119830 | 49276.8 | 21623.1 | 5743144 | 23356.9 | 72783.4 | 358005 | 474786 | 17678.6 | 392393 | 433355 | 85103.9 | 30119 | 117245 | 495252 | 9173454
2041-09-01 | 469352 | 245254 | 6792.59 | 117730 | 48168.9 | 21094.2 | 5614007 | 22785.8 | 71507.6 | 351730 | 468840 | 17347.8 | 385515 | 423611 | 83511.6 | 29442 | 114609 | 484116 | 8975414
2041-10-01 | 484997 | 253429 | 7019.01 | 121654 | 49774.5 | 21797.3 | 5801141 | 23545.3 | 73891.2 | 363454 | 484468 | 17926.1 | 398366 | 437731 | 86295.4 | 30423.4 | 118429 | 500254 | 9274594
2041-11-01 | 469352 | 245254 | 6792.59 | 117730 | 48168.9 | 21094.2 | 5614007 | 22785.8 | 71507.6 | 351730 | 468840 | 17347.8 | 385515 | 423611 | 83511.6 | 29442 | 114609 | 484116 | 8975414
2041-12-01 | 484997 | 253429 | 7019.01 | 121654 | 49774.5 | 21797.3 | 5801141 | 23545.3 | 73891.2 | 363454 | 484468 | 17926.1 | 398366 | 437731 | 86295.4 | 30423.4 | 118429 | 500254 | 9274594
2042-01-01 | 484997 | 253429 | 7019.01 | 121654 | 49774.5 | 21797.3 | 5801141 | 23545.3 | 73891.2 | 363454 | 484468 | 17926.1 | 398366 | 437731 | 86295.4 | 30423.4 | 118429 | 500254 | 9274594
2042-02-01 | 438062 | 228903 | 6339.75 | 109881 | 44957.7 | 19687.9 | 5239740 | 21266.7 | 66740.4 | 328281 | 437584 | 16191.3 | 359814 | 395370 | 77944.2 | 27479.2 | 106968 | 451842 | 8377053
2042-03-01 | 484997 | 253429 | 7019.01 | 121654 | 49774.5 | 21797.3 | 5801141 | 23545.3 | 73891.2 | 363454 | 484468 | 17926.1 | 398366 | 437731 | 86295.4 | 30423.4 | 118429 | 500254 | 9274594
2042-04-01 | 469352 | 245254 | 6792.59 | 117730 | 48168.9 | 21094.2 | 5614007 | 22785.8 | 71507.6 | 351730 | 468840 | 17347.8 | 385515 | 423611 | 83511.6 | 29442 | 114609 | 484116 | 8975414
2042-05-01 | 484997 | 253429 | 7019.01 | 121654 | 49774.5 | 21797.3 | 5801141 | 23545.3 | 73891.2 | 363454 | 484468 | 17926.1 | 398366 | 437731 | 86295.4 | 30423.4 | 118429 | 500254 | 9274594
2042-06-01 | 469352 | 245254 | 6792.59 | 117730 | 48168.9 | 21094.2 | 5614007 | 22785.8 | 71507.6 | 351730 | 468840 | 17347.8 | 385515 | 423611 | 83511.6 | 29442 | 114609 | 484116 | 8975414
2042-07-01 | 484997 | 253429 | 7019.01 | 121654 | 49774.5 | 21797.3 | 5801141 | 23545.3 | 73891.2 | 363454 | 484468 | 17926.1 | 398366 | 437731 | 86295.4 | 30423.4 | 118429 | 500254 | 9274594
2042-08-01 | 484997 | 253429 | 7019.01 | 121654 | 49774.5 | 21797.3 | 5801141 | 23545.3 | 73891.2 | 363454 | 484468 | 17926.1 | 398366 | 437731 | 86295.4 | 30423.4 | 118429 | 500254 | 9274594
2042-09-01 | 473107 | 247215 | 6826.67 | 119495 | 48650.6 | 21262.8 | 5670133 | 22968.1 | 72579.6 | 357003 | 478209 | 17590.7 | 391296 | 427846 | 84680.8 | 29736.6 | 115754 | 488957 | 9073311
2042-10-01 | 488877 | 255456 | 7054.22 | 123478 | 50272.3 | 21971.5 | 5859138 | 23733.7 | 74998.9 | 368903 | 494150 | 18177.1 | 404339 | 442108 | 87503.5 | 30727.8 | 119613 | 505255 | 9375754
2042-11-01 | 473107 | 247215 | 6826.67 | 119495 | 48650.6 | 21262.8 | 5670133 | 22968.1 | 72579.6 | 357003 | 478209 | 17590.7 | 391296 | 427846 | 84680.8 | 29736.6 | 115754 | 488957 | 9073311
2042-12-01 | 488877 | 255456 | 7054.22 | 123478 | 50272.3 | 21971.5 | 5859138 | 23733.7 | 74998.9 | 368903 | 494150 | 18177.1 | 404339 | 442108 | 87503.5 | 30727.8 | 119613 | 505255 | 9375754
2043-01-01 | 488877 | 255456 | 7054.22 | 123478 | 50272.3 | 21971.5 | 5859138 | 23733.7 | 74998.9 | 368903 | 494150 | 18177.1 | 404339 | 442108 | 87503.5 | 30727.8 | 119613 | 505255 | 9375754
2043-02-01 | 441566 | 230734 | 6371.56 | 111529 | 45407.2 | 19845.3 | 5292124 | 21436.9 | 67741 | 333203 | 446329 | 16418 | 365209 | 399323 | 79035.4 | 27754.1 | 108037 | 456360 | 8468423
2043-03-01 | 488877 | 255456 | 7054.22 | 123478 | 50272.3 | 21971.5 | 5859138 | 23733.7 | 74998.9 | 368903 | 494150 | 18177.1 | 404339 | 442108 | 87503.5 | 30727.8 | 119613 | 505255 | 9375754
2043-04-01 | 473107 | 247215 | 6826.67 | 119495 | 48650.6 | 21262.8 | 5670133 | 22968.1 | 72579.6 | 357003 | 478209 | 17590.7 | 391296 | 427846 | 84680.8 | 29736.6 | 115754 | 488957 | 9073311
2043-05-01 | 488877 | 255456 | 7054.22 | 123478 | 50272.3 | 21971.5 | 5859138 | 23733.7 | 74998.9 | 368903 | 494150 | 18177.1 | 404339 | 442108 | 87503.5 | 30727.8 | 119613 | 505255 | 9375754
2043-06-01 | 473107 | 247215 | 6826.67 | 119495 | 48650.6 | 21262.8 | 5670133 | 22968.1 | 72579.6 | 357003 | 478209 | 17590.7 | 391296 | 427846 | 84680.8 | 29736.6 | 115754 | 488957 | 9073311
2043-07-01 | 488877 | 255456 | 7054.22 | 123478 | 50272.3 | 21971.5 | 5859138 | 23733.7 | 74998.9 | 368903 | 494150 | 18177.1 | 404339 | 442108 | 87503.5 | 30727.8 | 119613 | 505255 | 9375754
2043-08-01 | 488877 | 255456 | 7054.22 | 123478 | 50272.3 | 21971.5 | 5859138 | 23733.7 | 74998.9 | 368903 | 494150 | 18177.1 | 404339 | 442108 | 87503.5 | 30727.8 | 119613 | 505255 | 9375754
2043-09-01 | 476861 | 249177 | 6860.74 | 121260 | 49132.3 | 21431.4 | 5726259 | 23150.5 | 73651.7 | 362276 | 487579 | 17837 | 397076 | 432081 | 85866.3 | 30031.1 | 116900 | 493797 | 9171227
2043-10-01 | 492756 | 257483 | 7089.43 | 125302 | 50770 | 22145.8 | 5917134 | 23922.1 | 76106.7 | 374352 | 503831 | 18431.5 | 410312 | 446484 | 88728.5 | 31032.1 | 120797 | 510257 | 9476935
2043-11-01 | 476861 | 249177 | 6860.74 | 121260 | 49132.3 | 21431.4 | 5726259 | 23150.5 | 73651.7 | 362276 | 487579 | 17837 | 397076 | 432081 | 85866.3 | 30031.1 | 116900 | 493797 | 9171227
2043-12-01 | 492756 | 257483 | 7089.43 | 125302 | 50770 | 22145.8 | 5917134 | 23922.1 | 76106.7 | 374352 | 503831 | 18431.5 | 410312 | 446484 | 88728.5 | 31032.1 | 120797 | 510257 | 9476935
2044-01-01 | 492756 | 257483 | 7089.43 | 125302 | 50770 | 22145.8 | 5917134 | 23922.1 | 76106.7 | 374352 | 503831 | 18431.5 | 410312 | 446484 | 88728.5 | 31032.1 | 120797 | 510257 | 9476935
2044-02-01 | 445070 | 232565 | 6403.36 | 113176 | 45856.8 | 20002.6 | 5344509 | 21607.1 | 68741.5 | 338124 | 455073 | 16647.8 | 370604 | 403276 | 80141.9 | 28029 | 109107 | 460877 | 8559812
2044-03-01 | 492756 | 257483 | 7089.43 | 125302 | 50770 | 22145.8 | 5917134 | 23922.1 | 76106.7 | 374352 | 503831 | 18431.5 | 410312 | 446484 | 88728.5 | 31032.1 | 120797 | 510257 | 9476935
2044-04-01 | 476861 | 249177 | 6860.74 | 121260 | 49132.3 | 21431.4 | 5726259 | 23150.5 | 73651.7 | 362276 | 487579 | 17837 | 397076 | 432081 | 85866.3 | 30031.1 | 116900 | 493797 | 9171227
2044-05-01 | 492756 | 257483 | 7089.43 | 125302 | 50770 | 22145.8 | 5917134 | 23922.1 | 76106.7 | 374352 | 503831 | 18431.5 | 410312 | 446484 | 88728.5 | 31032.1 | 120797 | 510257 | 9476935
2044-06-01 | 476861 | 249177 | 6860.74 | 121260 | 49132.3 | 21431.4 | 5726259 | 23150.5 | 73651.7 | 362276 | 487579 | 17837 | 397076 | 432081 | 85866.3 | 30031.1 | 116900 | 493797 | 9171227
2044-07-01 | 492756 | 257483 | 7089.43 | 125302 | 50770 | 22145.8 | 5917134 | 23922.1 | 76106.7 | 374352 | 503831 | 18431.5 | 410312 | 446484 | 88728.5 | 31032.1 | 120797 | 510257 | 9476935
2044-08-01 | 492756 | 257483 | 7089.43 | 125302 | 50770 | 22145.8 | 5917134 | 23922.1 | 76106.7 | 374352 | 503831 | 18431.5 | 410312 | 446484 | 88728.5 | 31032.1 | 120797 | 510257 | 9476935
2044-09-01 | 480616 | 251139 | 6894.81 | 123025 | 49613.9 | 21600 | 5782385 | 23332.8 | 74723.7 | 367549 | 496948 | 18086.7 | 402856 | 436316 | 87068.5 | 30325.7 | 118046 | 498637 | 9269164
2044-10-01 | 496636 | 259510 | 7124.64 | 127126 | 51267.7 | 22320 | 5975131 | 24110.6 | 77214.5 | 379801 | 513513 | 18689.6 | 416285 | 450860 | 89970.7 | 31336.5 | 121981 | 515259 | 9578136
2044-11-01 | 480616 | 251139 | 6894.81 | 123025 | 49613.9 | 21600 | 5782385 | 23332.8 | 74723.7 | 367549 | 496948 | 18086.7 | 402856 | 436316 | 87068.5 | 30325.7 | 118046 | 498637 | 9269164
2044-12-01 | 496636 | 259510 | 7124.64 | 127126 | 51267.7 | 22320 | 5975131 | 24110.6 | 77214.5 | 379801 | 513513 | 18689.6 | 416285 | 450860 | 89970.7 | 31336.5 | 121981 | 515259 | 9578136
2045-01-01 | 496636 | 259510 | 7124.64 | 127126 | 51267.7 | 22320 | 5975131 | 24110.6 | 77214.5 | 379801 | 513513 | 18689.6 | 416285 | 450860 | 89970.7 | 31336.5 | 121981 | 515259 | 9578136
2045-02-01 | 448574 | 234396 | 6435.16 | 114824 | 46306.3 | 20160 | 5396893 | 21777.3 | 69742.1 | 343046 | 463818 | 16880.9 | 375999 | 407228 | 81263.9 | 28303.9 | 110176 | 465395 | 8651220
2045-03-01 | 496636 | 259510 | 7124.64 | 127126 | 51267.7 | 22320 | 5975131 | 24110.6 | 77214.5 | 379801 | 513513 | 18689.6 | 416285 | 450860 | 89970.7 | 31336.5 | 121981 | 515259 | 9578136
2045-04-01 | 480616 | 251139 | 6894.81 | 123025 | 49613.9 | 21600 | 5782385 | 23332.8 | 74723.7 | 367549 | 496948 | 18086.7 | 402856 | 436316 | 87068.5 | 30325.7 | 118046 | 498637 | 9269164
2045-05-01 | 496636 | 259510 | 7124.64 | 127126 | 51267.7 | 22320 | 5975131 | 24110.6 | 77214.5 | 379801 | 513513 | 18689.6 | 416285 | 450860 | 89970.7 | 31336.5 | 121981 | 515259 | 9578136
2045-06-01 | 480616 | 251139 | 6894.81 | 123025 | 49613.9 | 21600 | 5782385 | 23332.8 | 74723.7 | 367549 | 496948 | 18086.7 | 402856 | 436316 | 87068.5 | 30325.7 | 118046 | 498637 | 9269164
2045-07-01 | 496636 | 259510 | 7124.64 | 127126 | 51267.7 | 22320 | 5975131 | 24110.6 | 77214.5 | 379801 | 513513 | 18689.6 | 416285 | 450860 | 89970.7 | 31336.5 | 121981 | 515259 | 9578136
2045-08-01 | 496636 | 259510 | 7124.64 | 127126 | 51267.7 | 22320 | 5975131 | 24110.6 | 77214.5 | 379801 | 513513 | 18689.6 | 416285 | 450860 | 89970.7 | 31336.5 | 121981 | 515259 | 9578136
2045-09-01 | 484522 | 253180 | 6929.48 | 124281 | 50120.2 | 21775.4 | 5841399 | 23522.1 | 75486 | 371300 | 507293 | 18339.9 | 406966 | 440768 | 88287.4 | 30635.1 | 119250 | 503725 | 9367779
2045-10-01 | 500673 | 261620 | 7160.46 | 128423 | 51790.9 | 22501.3 | 6036113 | 24306.2 | 78002.2 | 383676 | 524202 | 18951.2 | 420531 | 455460 | 91230.3 | 31656.3 | 123225 | 520515 | 9680039
2045-11-01 | 484522 | 253180 | 6929.48 | 124281 | 50120.2 | 21775.4 | 5841399 | 23522.1 | 75486 | 371300 | 507293 | 18339.9 | 406966 | 440768 | 88287.4 | 30635.1 | 119250 | 503725 | 9367779
2045-12-01 | 500673 | 261620 | 7160.46 | 128423 | 51790.9 | 22501.3 | 6036113 | 24306.2 | 78002.2 | 383676 | 524202 | 18951.2 | 420531 | 455460 | 91230.3 | 31656.3 | 123225 | 520515 | 9680039
2046-01-01 | 500673 | 261620 | 7160.46 | 128423 | 51790.9 | 22501.3 | 6036113 | 24306.2 | 78002.2 | 383676 | 524202 | 18951.2 | 420531 | 455460 | 91230.3 | 31656.3 | 123225 | 520515 | 9680039
2046-02-01 | 452221 | 236302 | 6467.52 | 115995 | 46778.9 | 20323.7 | 5451973 | 21954 | 70453.6 | 346546 | 473473 | 17117.2 | 379835 | 411383 | 82401.6 | 28592.8 | 111300 | 470143 | 8743261
2046-03-01 | 500673 | 261620 | 7160.46 | 128423 | 51790.9 | 22501.3 | 6036113 | 24306.2 | 78002.2 | 383676 | 524202 | 18951.2 | 420531 | 455460 | 91230.3 | 31656.3 | 123225 | 520515 | 9680039
2046-04-01 | 484522 | 253180 | 6929.48 | 124281 | 50120.2 | 21775.4 | 5841399 | 23522.1 | 75486 | 371300 | 507293 | 18339.9 | 406966 | 440768 | 88287.4 | 30635.1 | 119250 | 503725 | 9367779
2046-05-01 | 500673 | 261620 | 7160.46 | 128423 | 51790.9 | 22501.3 | 6036113 | 24306.2 | 78002.2 | 383676 | 524202 | 18951.2 | 420531 | 455460 | 91230.3 | 31656.3 | 123225 | 520515 | 9680039
2046-06-01 | 484522 | 253180 | 6929.48 | 124281 | 50120.2 | 21775.4 | 5841399 | 23522.1 | 75486 | 371300 | 507293 | 18339.9 | 406966 | 440768 | 88287.4 | 30635.1 | 119250 | 503725 | 9367779
2046-07-01 | 500673 | 261620 | 7160.46 | 128423 | 51790.9 | 22501.3 | 6036113 | 24306.2 | 78002.2 | 383676 | 524202 | 18951.2 | 420531 | 455460 | 91230.3 | 31656.3 | 123225 | 520515 | 9680039
2046-08-01 | 500673 | 261620 | 7160.46 | 128423 | 51790.9 | 22501.3 | 6036113 | 24306.2 | 78002.2 | 383676 | 524202 | 18951.2 | 420531 | 455460 | 91230.3 | 31656.3 | 123225 | 520515 | 9680039
2046-09-01 | 488429 | 255222 | 6964.15 | 125536 | 50626.5 | 21950.9 | 5900414 | 23711.5 | 76248.4 | 375050 | 517637 | 18596.7 | 411076 | 445220 | 89523.4 | 30944.6 | 120455 | 508812 | 9466415
2046-10-01 | 504710 | 263729 | 7196.29 | 129720 | 52314 | 22682.6 | 6097094 | 24501.9 | 78790 | 387552 | 534892 | 19216.5 | 424778 | 460060 | 92507.6 | 31976.1 | 124470 | 525772 | 9781962
2046-11-01 | 488429 | 255222 | 6964.15 | 125536 | 50626.5 | 21950.9 | 5900414 | 23711.5 | 76248.4 | 375050 | 517637 | 18596.7 | 411076 | 445220 | 89523.4 | 30944.6 | 120455 | 508812 | 9466415
2046-12-01 | 504710 | 263729 | 7196.29 | 129720 | 52314 | 22682.6 | 6097094 | 24501.9 | 78790 | 387552 | 534892 | 19216.5 | 424778 | 460060 | 92507.6 | 31976.1 | 124470 | 525772 | 9781962
2047-01-01 | 504710 | 263729 | 7196.29 | 129720 | 52314 | 22682.6 | 6097094 | 24501.9 | 78790 | 387552 | 534892 | 19216.5 | 424778 | 460060 | 92507.6 | 31976.1 | 124470 | 525772 | 9781962
2047-02-01 | 455867 | 238207 | 6499.87 | 117167 | 47251.4 | 20487.5 | 5507053 | 22130.7 | 71165.2 | 350047 | 483128 | 17356.9 | 383671 | 415538 | 83555.2 | 28881.6 | 112425 | 474891 | 8835321
2047-03-01 | 504710 | 263729 | 7196.29 | 129720 | 52314 | 22682.6 | 6097094 | 24501.9 | 78790 | 387552 | 534892 | 19216.5 | 424778 | 460060 | 92507.6 | 31976.1 | 124470 | 525772 | 9781962
2047-04-01 | 488429 | 255222 | 6964.15 | 125536 | 50626.5 | 21950.9 | 5900414 | 23711.5 | 76248.4 | 375050 | 517637 | 18596.7 | 411076 | 445220 | 89523.4 | 30944.6 | 120455 | 508812 | 9466415
2047-05-01 | 504710 | 263729 | 7196.29 | 129720 | 52314 | 22682.6 | 6097094 | 24501.9 | 78790 | 387552 | 534892 | 19216.5 | 424778 | 460060 | 92507.6 | 31976.1 | 124470 | 525772 | 9781962
2047-06-01 | 488429 | 255222 | 6964.15 | 125536 | 50626.5 | 21950.9 | 5900414 | 23711.5 | 76248.4 | 375050 | 517637 | 18596.7 | 411076 | 445220 | 89523.4 | 30944.6 | 120455 | 508812 | 9466415
2047-07-01 | 504710 | 263729 | 7196.29 | 129720 | 52314 | 22682.6 | 6097094 | 24501.9 | 78790 | 387552 | 534892 | 19216.5 | 424778 | 460060 | 92507.6 | 31976.1 | 124470 | 525772 | 9781962
2047-08-01 | 504710 | 263729 | 7196.29 | 129720 | 52314 | 22682.6 | 6097094 | 24501.9 | 78790 | 387552 | 534892 | 19216.5 | 424778 | 460060 | 92507.6 | 31976.1 | 124470 | 525772 | 9781962
2047-09-01 | 492335 | 257263 | 6998.81 | 126791 | 51132.8 | 22126.3 | 5959428 | 23900.8 | 77010.8 | 378800 | 527981 | 18857 | 415185 | 449671 | 90776.8 | 31254.1 | 121659 | 513899 | 9565072
2047-10-01 | 508746 | 265838 | 7232.11 | 131018 | 52837.2 | 22863.9 | 6158076 | 24697.5 | 79577.8 | 391427 | 545581 | 19485.6 | 429025 | 464661 | 93802.7 | 32295.9 | 125715 | 531029 | 9883908
2047-11-01 | 492335 | 257263 | 6998.81 | 126791 | 51132.8 | 22126.3 | 5959428 | 23900.8 | 77010.8 | 378800 | 527981 | 18857 | 415185 | 449671 | 90776.8 | 31254.1 | 121659 | 513899 | 9565072
2047-12-01 | 508746 | 265838 | 7232.11 | 131018 | 52837.2 | 22863.9 | 6158076 | 24697.5 | 79577.8 | 391427 | 545581 | 19485.6 | 429025 | 464661 | 93802.7 | 32295.9 | 125715 | 531029 | 9883908
2048-01-01 | 508746 | 265838 | 7232.11 | 131018 | 52837.2 | 22863.9 | 6158076 | 24697.5 | 79577.8 | 391427 | 545581 | 19485.6 | 429025 | 464661 | 93802.7 | 32295.9 | 125715 | 531029 | 9883908
2048-02-01 | 459513 | 240112 | 6532.23 | 118338 | 47723.9 | 20651.2 | 5562133 | 22307.5 | 71876.7 | 353547 | 492783 | 17599.9 | 387506 | 419693 | 84725 | 29170.5 | 113549 | 479639 | 8927400
2048-03-01 | 508746 | 265838 | 7232.11 | 131018 | 52837.2 | 22863.9 | 6158076 | 24697.5 | 79577.8 | 391427 | 545581 | 19485.6 | 429025 | 464661 | 93802.7 | 32295.9 | 125715 | 531029 | 9883908
2048-04-01 | 492335 | 257263 | 6998.81 | 126791 | 51132.8 | 22126.3 | 5959428 | 23900.8 | 77010.8 | 378800 | 527981 | 18857 | 415185 | 449671 | 90776.8 | 31254.1 | 121659 | 513899 | 9565072
2048-05-01 | 508746 | 265838 | 7232.11 | 131018 | 52837.2 | 22863.9 | 6158076 | 24697.5 | 79577.8 | 391427 | 545581 | 19485.6 | 429025 | 464661 | 93802.7 | 32295.9 | 125715 | 531029 | 9883908
2048-06-01 | 492335 | 257263 | 6998.81 | 126791 | 51132.8 | 22126.3 | 5959428 | 23900.8 | 77010.8 | 378800 | 527981 | 18857 | 415185 | 449671 | 90776.8 | 31254.1 | 121659 | 513899 | 9565072
2048-07-01 | 508746 | 265838 | 7232.11 | 131018 | 52837.2 | 22863.9 | 6158076 | 24697.5 | 79577.8 | 391427 | 545581 | 19485.6 | 429025 | 464661 | 93802.7 | 32295.9 | 125715 | 531029 | 9883908
2048-08-01 | 508746 | 265838 | 7232.11 | 131018 | 52837.2 | 22863.9 | 6158076 | 24697.5 | 79577.8 | 391427 | 545581 | 19485.6 | 429025 | 464661 | 93802.7 | 32295.9 | 125715 | 531029 | 9883908
2048-09-01 | 496242 | 259304 | 7033.48 | 128046 | 51639 | 22301.8 | 6018442 | 24090.2 | 77773.1 | 382551 | 538326 | 19121 | 419295 | 454123 | 92047.6 | 31563.6 | 122864 | 518986 | 9663750
2048-10-01 | 512783 | 267948 | 7267.93 | 132315 | 53360.3 | 23045.2 | 6219057 | 24893.2 | 80365.6 | 395302 | 556270 | 19758.4 | 433272 | 469261 | 95115.9 | 32615.7 | 126959 | 536286 | 9985875
2048-11-01 | 496242 | 259304 | 7033.48 | 128046 | 51639 | 22301.8 | 6018442 | 24090.2 | 77773.1 | 382551 | 538326 | 19121 | 419295 | 454123 | 92047.6 | 31563.6 | 122864 | 518986 | 9663750
2048-12-01 | 512783 | 267948 | 7267.93 | 132315 | 53360.3 | 23045.2 | 6219057 | 24893.2 | 80365.6 | 395302 | 556270 | 19758.4 | 433272 | 469261 | 95115.9 | 32615.7 | 126959 | 536286 | 9985875
2049-01-01 | 512783 | 267948 | 7267.93 | 132315 | 53360.3 | 23045.2 | 6219057 | 24893.2 | 80365.6 | 395302 | 556270 | 19758.4 | 433272 | 469261 | 95115.9 | 32615.7 | 126959 | 536286 | 9985875
2049-02-01 | 463159 | 242017 | 6564.58 | 119510 | 48196.4 | 20815 | 5617213 | 22484.2 | 72588.2 | 357047 | 502437 | 17846.3 | 391342 | 423848 | 85911.1 | 29459.3 | 114673 | 484387 | 9019500
2049-03-01 | 512783 | 267948 | 7267.93 | 132315 | 53360.3 | 23045.2 | 6219057 | 24893.2 | 80365.6 | 395302 | 556270 | 19758.4 | 433272 | 469261 | 95115.9 | 32615.7 | 126959 | 536286 | 9985875
2049-04-01 | 496242 | 259304 | 7033.48 | 128046 | 51639 | 22301.8 | 6018442 | 24090.2 | 77773.1 | 382551 | 538326 | 19121 | 419295 | 454123 | 92047.6 | 31563.6 | 122864 | 518986 | 9663750
2049-05-01 | 512783 | 267948 | 7267.93 | 132315 | 53360.3 | 23045.2 | 6219057 | 24893.2 | 80365.6 | 395302 | 556270 | 19758.4 | 433272 | 469261 | 95115.9 | 32615.7 | 126959 | 536286 | 9985875
2049-06-01 | 496242 | 259304 | 7033.48 | 128046 | 51639 | 22301.8 | 6018442 | 24090.2 | 77773.1 | 382551 | 538326 | 19121 | 419295 | 454123 | 92047.6 | 31563.6 | 122864 | 518986 | 9663750
2049-07-01 | 512783 | 267948 | 7267.93 | 132315 | 53360.3 | 23045.2 | 6219057 | 24893.2 | 80365.6 | 395302 | 556270 | 19758.4 | 433272 | 469261 | 95115.9 | 32615.7 | 126959 | 536286 | 9985875
2049-08-01 | 512783 | 267948 | 7267.93 | 132315 | 53360.3 | 23045.2 | 6219057 | 24893.2 | 80365.6 | 395302 | 556270 | 19758.4 | 433272 | 469261 | 95115.9 | 32615.7 | 126959 | 536286 | 9985875
2049-09-01 | 500149 | 261346 | 7068.15 | 129302 | 52145.3 | 22477.2 | 6077457 | 24279.5 | 78535.5 | 386301 | 548670 | 19388.7 | 423405 | 458575 | 93336.3 | 31873 | 124068 | 524074 | 9762449
2049-10-01 | 516820 | 270057 | 7303.75 | 133612 | 53883.5 | 23226.5 | 6280039 | 25088.9 | 81153.3 | 399178 | 566959 | 20035 | 437518 | 473861 | 96447.5 | 32935.5 | 128204 | 541543 | 10087864
2049-11-01 | 500149 | 261346 | 7068.15 | 129302 | 52145.3 | 22477.2 | 6077457 | 24279.5 | 78535.5 | 386301 | 548670 | 19388.7 | 423405 | 458575 | 93336.3 | 31873 | 124068 | 524074 | 9762449
2049-12-01 | 516820 | 270057 | 7303.75 | 133612 | 53883.5 | 23226.5 | 6280039 | 25088.9 | 81153.3 | 399178 | 566959 | 20035 | 437518 | 473861 | 96447.5 | 32935.5 | 128204 | 541543 | 10087864
2050-01-01 | 516820 | 270057 | 7303.75 | 133612 | 53883.5 | 23226.5 | 6280039 | 25088.9 | 81153.3 | 399178 | 566959 | 20035 | 437518 | 473861 | 96447.5 | 32935.5 | 128204 | 541543 | 10087864
2050-02-01 | 466805 | 243923 | 6596.94 | 120682 | 48669 | 20978.7 | 5672293 | 22660.9 | 73299.8 | 360548 | 512092 | 18096.1 | 395178 | 428003 | 87113.9 | 29748.2 | 115797 | 489135 | 9111619
2050-03-01 | 516820 | 270057 | 7303.75 | 133612 | 53883.5 | 23226.5 | 6280039 | 25088.9 | 81153.3 | 399178 | 566959 | 20035 | 437518 | 473861 | 96447.5 | 32935.5 | 128204 | 541543 | 10087864
2050-04-01 | 500149 | 261346 | 7068.15 | 129302 | 52145.3 | 22477.2 | 6077457 | 24279.5 | 78535.5 | 386301 | 548670 | 19388.7 | 423405 | 458575 | 93336.3 | 31873 | 124068 | 524074 | 9762449
2050-05-01 | 516820 | 270057 | 7303.75 | 133612 | 53883.5 | 23226.5 | 6280039 | 25088.9 | 81153.3 | 399178 | 566959 | 20035 | 437518 | 473861 | 96447.5 | 32935.5 | 128204 | 541543 | 10087864
2050-06-01 | 500149 | 261346 | 7068.15 | 129302 | 52145.3 | 22477.2 | 6077457 | 24279.5 | 78535.5 | 386301 | 548670 | 19388.7 | 423405 | 458575 | 93336.3 | 31873 | 124068 | 524074 | 9762449
2050-07-01 | 516820 | 270057 | 7303.75 | 133612 | 53883.5 | 23226.5 | 6280039 | 25088.9 | 81153.3 | 399178 | 566959 | 20035 | 437518 | 473861 | 96447.5 | 32935.5 | 128204 | 541543 | 10087864
2050-08-01 | 516820 | 270057 | 7303.75 | 133612 | 53883.5 | 23226.5 | 6280039 | 25088.9 | 81153.3 | 399178 | 566959 | 20035 | 437518 | 473861 | 96447.5 | 32935.5 | 128204 | 541543 | 10087864
2050-09-01 | 500149 | 261346 | 7068.15 | 129302 | 52145.3 | 22477.2 | 6077457 | 24279.5 | 78535.5 | 386301 | 548670 | 19660.1 | 423405 | 458575 | 94643 | 31873 | 124068 | 524074 | 9764027
2050-10-01 | 516820 | 270057 | 7303.75 | 133612 | 53883.5 | 23226.5 | 6280039 | 25088.9 | 81153.3 | 399178 | 566959 | 20315.5 | 437518 | 473861 | 97797.8 | 32935.5 | 128204 | 541543 | 10089495
2050-11-01 | 500149 | 261346 | 7068.15 | 129302 | 52145.3 | 22477.2 | 6077457 | 24279.5 | 78535.5 | 386301 | 548670 | 19660.1 | 423405 | 458575 | 94643 | 31873 | 124068 | 524074 | 9764027
2050-12-01 | 516820 | 270057 | 7303.75 | 133612 | 53883.5 | 23226.5 | 6280039 | 25088.9 | 81153.3 | 399178 | 566959 | 20315.5 | 437518 | 473861 | 97797.8 | 32935.5 | 128204 | 541543 | 10089495
2051-01-01 | 516820 | 270057 | 7303.75 | 133612 | 53883.5 | 23226.5 | 6280039 | 25088.9 | 81153.3 | 399178 | 566959 | 20315.5 | 437518 | 473861 | 97797.8 | 32935.5 | 128204 | 541543 | 10089495
2051-02-01 | 466805 | 243923 | 6596.94 | 120682 | 48669 | 20978.7 | 5672293 | 22660.9 | 73299.8 | 360548 | 512092 | 18349.5 | 395178 | 428003 | 88333.5 | 29748.2 | 115797 | 489135 | 9113092
2051-03-01 | 516820 | 270057 | 7303.75 | 133612 | 53883.5 | 23226.5 | 6280039 | 25088.9 | 81153.3 | 399178 | 566959 | 20315.5 | 437518 | 473861 | 97797.8 | 32935.5 | 128204 | 541543 | 10089495
2051-04-01 | 500149 | 261346 | 7068.15 | 129302 | 52145.3 | 22477.2 | 6077457 | 24279.5 | 78535.5 | 386301 | 548670 | 19660.1 | 423405 | 458575 | 94643 | 31873 | 124068 | 524074 | 9764027
2051-05-01 | 516820 | 270057 | 7303.75 | 133612 | 53883.5 | 23226.5 | 6280039 | 25088.9 | 81153.3 | 399178 | 566959 | 20315.5 | 437518 | 473861 | 97797.8 | 32935.5 | 128204 | 541543 | 10089495
2051-06-01 | 500149 | 261346 | 7068.15 | 129302 | 52145.3 | 22477.2 | 6077457 | 24279.5 | 78535.5 | 386301 | 548670 | 19660.1 | 423405 | 458575 | 94643 | 31873 | 124068 | 524074 | 9764027
2051-07-01 | 516820 | 270057 | 7303.75 | 133612 | 53883.5 | 23226.5 | 6280039 | 25088.9 | 81153.3 | 399178 | 566959 | 20315.5 | 437518 | 473861 | 97797.8 | 32935.5 | 128204 | 541543 | 10089495
2051-08-01 | 516820 | 270057 | 7303.75 | 133612 | 53883.5 | 23226.5 | 6280039 | 25088.9 | 81153.3 | 399178 | 566959 | 20315.5 | 437518 | 473861 | 97797.8 | 32935.5 | 128204 | 541543 | 10089495
Sum | 175797475 | 90923521 | 2636400 | 40991126 | 17421228 | 7900827 | 2016925753 | 8562687 | 24899818 | 119701365 | 147267787 | 6374759 | 134895675 | 152050138 | 30687795 | 10649139 | 41454386 | 173757089 | 3202896968

## GW Change in Elev
Change in Elevation
Scenario: Reference CC, All months (12)
Meter
| "AAM GW" | "Anti Atlas GW" | "Chtouka GW" | "Haut Montagne Souss GW" | "Nappe Aluviale de Souss GW" | "Souss GW" | "Tamri Tamraght GW" | "Tiznit GW" | Sum
2018-09-01 | 0 | 0 | 0 | 0 | 0 | 0 | 0 | 0 | 0
2018-10-01 | 1.58e-05 | -2.5358e-05 | 0.035696 | 0.0025078 | 0.0013526 | 0.01583 | 1.402e-05 | 0.0025714 | 0.057963
2018-11-01 | 0.00052078 | -0.0017834 | 0.052715 | 0.0036734 | 0.0016556 | 0.029133 | 1.402e-05 | 0.00031023 | 0.086239
2018-12-01 | 0.0005245 | -0.0018088 | 0.060827 | 0.0037829 | 0.0014238 | 0.0181 | 1.402e-05 | -0.065676 | 0.017186
2019-01-01 | 0.0011405 | -0.001835 | 0.071954 | 0.0070401 | 0.0010751 | 0.016813 | 0.00053469 | -0.059014 | 0.037708
2019-02-01 | 0.0034524 | -0.0018612 | 0.12901 | 0.011418 | 0.0027142 | 0.051543 | 0.00085405 | -0.050661 | 0.14647
2019-03-01 | 0.0037095 | -0.0018848 | 0.10888 | 0.013276 | 0.0054492 | 0.071234 | 0.00098204 | -0.068186 | 0.13345
2019-04-01 | 0.0065818 | -0.021003 | -0.0023379 | -0.046803 | 0.0061682 | 0.02445 | 0.00098204 | -0.10141 | -0.13337
2019-05-01 | 0.0066404 | -0.024508 | -0.039323 | -0.062303 | 0.0054407 | -0.022556 | 0.00098204 | -0.14594 | -0.28157
2019-06-01 | 0.0069172 | -0.028517 | -0.18959 | -0.088983 | 0.0041845 | -0.068784 | 0.00098204 | -0.19525 | -0.55903
2019-07-01 | 0.0069667 | -0.035828 | -0.29868 | -0.091782 | 0.0028903 | -0.081305 | 0.00098204 | -0.19921 | -0.69596
2019-08-01 | 0.0070211 | -0.039467 | -0.42693 | -0.092888 | 0.0015443 | -0.10475 | 0.00098204 | -0.19658 | -0.85107
2019-09-01 | 0.0070211 | -0.039493 | -0.5033 | -0.092888 | 0.00019763 | -0.12173 | 0.00098204 | -0.19396 | -0.94317
2019-10-01 | 0.0070233 | -0.039519 | -0.47102 | -0.092495 | -0.0011714 | -0.12444 | 0.00098204 | -0.19141 | -0.91205
2019-11-01 | 0.011046 | -0.043742 | -0.50115 | -0.089554 | -0.0017448 | -0.16909 | 0.00098204 | -0.19686 | -0.99011
2019-12-01 | 0.011254 | -0.050706 | -0.5363 | -0.12119 | -0.0019161 | -0.21096 | 0.00098204 | -0.26826 | -1.1771
2020-01-01 | 0.011893 | -0.051752 | -0.57188 | -0.121 | -0.0028422 | -0.25904 | 0.00098204 | -0.27789 | -1.2715
2020-02-01 | 0.015356 | -0.065359 | -0.68053 | -0.15332 | -0.0038143 | -0.30236 | 0.00098204 | -0.30341 | -1.4925
2020-03-01 | 0.018314 | -0.065382 | -0.6737 | -0.14792 | -0.0035244 | -0.30107 | 0.0021783 | -0.29155 | -1.4627
2020-04-01 | 0.025862 | -0.088164 | -0.78105 | -0.14073 | 0.001166 | -0.27448 | 0.0046485 | -0.27122 | -1.524
2020-05-01 | 0.027216 | -0.088488 | -0.80671 | -0.16092 | 0.0040051 | -0.29261 | 0.0049546 | -0.26465 | -1.5772
2020-06-01 | 0.027459 | -0.095794 | -0.98489 | -0.17692 | 0.0031248 | -0.33442 | 0.0049546 | -0.31263 | -1.8691
2020-07-01 | 0.027553 | -0.099808 | -1.1262 | -0.17969 | 0.001787 | -0.36369 | 0.0049546 | -0.31664 | -2.0518
2020-08-01 | 0.027602 | -0.10728 | -1.2854 | -0.18076 | 0.00036034 | -0.39794 | 0.0049546 | -0.3174 | -2.2559
2020-09-01 | 0.027602 | -0.1073 | -1.3705 | -0.18048 | -0.0010236 | -0.40739 | 0.0049546 | -0.31477 | -2.3489
2020-10-01 | 0.02777 | -0.10733 | -1.3417 | -0.18018 | -0.0023796 | -0.40602 | 0.0049546 | -0.31223 | -2.3172
2020-11-01 | 0.029616 | -0.10909 | -1.315 | -0.18209 | -0.003564 | -0.44901 | 0.0049546 | -0.36048 | -2.3847
2020-12-01 | 0.031392 | -0.11358 | -1.3202 | -0.18619 | -0.0041429 | -0.47661 | 0.0049546 | -0.36415 | -2.4285
2021-01-01 | 0.03168 | -0.1136 | -1.2851 | -0.20693 | -0.0046573 | -0.5244 | 0.0049546 | -0.41527 | -2.5133
2021-02-01 | 0.033794 | -0.12457 | -1.3815 | -0.22335 | -0.0055632 | -0.57195 | 0.005731 | -0.43102 | -2.6984
2021-03-01 | 0.04276 | -0.12459 | -1.3441 | -0.24579 | -0.0053602 | -0.58696 | 0.0065444 | -0.40718 | -2.6646
2021-04-01 | 0.045324 | -0.14724 | -1.4299 | -0.30792 | -0.0048284 | -0.63482 | 0.0065444 | -0.46969 | -2.9425
2021-05-01 | 0.045498 | -0.16987 | -1.463 | -0.34852 | -0.0055361 | -0.68323 | 0.0065444 | -0.51436 | -3.1325
2021-06-01 | 0.045631 | -0.17394 | -1.568 | -0.3591 | -0.006876 | -0.73137 | 0.0065444 | -0.56238 | -3.3495
2021-07-01 | 0.045705 | -0.17838 | -1.7125 | -0.36167 | -0.0082868 | -0.76996 | 0.0065444 | -0.56979 | -3.5484
2021-08-01 | 0.045771 | -0.18532 | -1.8054 | -0.36276 | -0.0097579 | -0.80678 | 0.0065444 | -0.56717 | -3.6848
2021-09-01 | 0.045771 | -0.18534 | -1.8331 | -0.36138 | -0.011229 | -0.82203 | 0.0065444 | -0.56454 | -3.7253
2021-10-01 | 0.045771 | -0.18537 | -1.798 | -0.35937 | -0.012691 | -0.82117 | 0.0065444 | -0.562 | -3.6863
2021-11-01 | 0.046047 | -0.18716 | -1.7526 | -0.36061 | -0.014166 | -0.84059 | 0.0065444 | -0.5823 | -3.6848
2021-12-01 | 0.04612 | -0.18719 | -1.729 | -0.35865 | -0.01555 | -0.87024 | 0.0065444 | -0.66057 | -3.7686
2022-01-01 | 0.047022 | -0.18721 | -1.6431 | -0.35131 | -0.016928 | -0.85757 | 0.0086426 | -0.61819 | -3.6186
2022-02-01 | 0.058108 | -0.18724 | -1.5902 | -0.33289 | -0.017141 | -0.86199 | 0.010398 | -0.59668 | -3.5177
2022-03-01 | 0.058925 | -0.18726 | -1.6577 | -0.33014 | -0.016614 | -0.87033 | 0.010398 | -0.59155 | -3.5842
2022-04-01 | 0.061787 | -0.1874 | -1.7105 | -0.30185 | -0.016936 | -0.89696 | 0.010398 | -0.63355 | -3.675
2022-05-01 | 0.062275 | -0.20994 | -1.6982 | -0.3002 | -0.017439 | -0.91941 | 0.010398 | -0.67195 | -3.7445
2022-06-01 | 0.062383 | -0.21395 | -1.8167 | -0.29828 | -0.017657 | -0.93269 | 0.010398 | -0.72105 | -3.9275
2022-07-01 | 0.062433 | -0.21801 | -1.8895 | -0.30044 | -0.018606 | -0.94981 | 0.010398 | -0.7252 | -4.0287
2022-08-01 | 0.062485 | -0.22493 | -2.0185 | -0.30088 | -0.020062 | -0.98615 | 0.010398 | -0.72607 | -4.2037
2022-09-01 | 0.062485 | -0.22496 | -2.0567 | -0.30087 | -0.021556 | -0.99874 | 0.010398 | -0.72345 | -4.2534
2022-10-01 | 0.062486 | -0.22498 | -2.0245 | -0.30085 | -0.023053 | -0.99551 | 0.010398 | -0.72091 | -4.2169
2022-11-01 | 0.062581 | -0.22677 | -1.9878 | -0.31301 | -0.024606 | -1.0162 | 0.010398 | -0.75005 | -4.2455
2022-12-01 | 0.063383 | -0.22924 | -1.9191 | -0.31471 | -0.026061 | -1.0003 | 0.010813 | -0.74064 | -4.1558
2023-01-01 | 0.063472 | -0.22927 | -1.8909 | -0.31101 | -0.02754 | -1.0075 | 0.010813 | -0.75475 | -4.1466
2023-02-01 | 0.063636 | -0.2293 | -1.8538 | -0.30715 | -0.029064 | -1.015 | 0.010813 | -0.79395 | -4.1538
2023-03-01 | 0.064243 | -0.22932 | -1.914 | -0.30256 | -0.030381 | -1.0523 | 0.010813 | -0.82267 | -4.2762
2023-04-01 | 0.064423 | -0.24832 | -2.0092 | -0.35131 | -0.031814 | -1.0999 | 0.010813 | -0.85988 | -4.5252
2023-05-01 | 0.064586 | -0.25162 | -2.0204 | -0.36623 | -0.033264 | -1.1472 | 0.010813 | -0.906 | -4.6494
2023-06-01 | 0.064836 | -0.25599 | -2.1154 | -0.39359 | -0.034661 | -1.1956 | 0.010813 | -0.95363 | -4.8733
2023-07-01 | 0.064907 | -0.26345 | -2.2314 | -0.3964 | -0.036091 | -1.2402 | 0.010813 | -0.95764 | -5.0495
2023-08-01 | 0.064931 | -0.26722 | -2.3561 | -0.3975 | -0.037648 | -1.2757 | 0.010813 | -0.95833 | -5.2168
2023-09-01 | 0.065019 | -0.26724 | -2.3923 | -0.39671 | -0.03917 | -1.2987 | 0.010813 | -0.9556 | -5.2739
2023-10-01 | 0.065021 | -0.26727 | -2.3581 | -0.39633 | -0.040694 | -1.2978 | 0.010813 | -0.95306 | -5.2374
2023-11-01 | 0.065117 | -0.27075 | -2.3375 | -0.40356 | -0.042283 | -1.3459 | 0.011047 | -1.0332 | -5.357
2023-12-01 | 0.075001 | -0.27078 | -2.2886 | -0.39702 | -0.043031 | -1.3533 | 0.013078 | -1.0105 | -5.2751
2024-01-01 | 0.076012 | -0.2708 | -2.2364 | -0.39557 | -0.043009 | -1.3958 | 0.013078 | -1.0301 | -5.2826
2024-02-01 | 0.076031 | -0.2852 | -2.2146 | -0.40986 | -0.043693 | -1.4222 | 0.013078 | -1.0181 | -5.3045
2024-03-01 | 0.076367 | -0.28522 | -2.291 | -0.47535 | -0.044793 | -1.4701 | 0.013078 | -1.0862 | -5.5633
2024-04-01 | 0.076558 | -0.30769 | -2.4055 | -0.52053 | -0.046268 | -1.517 | 0.013171 | -1.1594 | -5.8666
2024-05-01 | 0.076925 | -0.30772 | -2.4134 | -0.52891 | -0.047672 | -1.549 | 0.013171 | -1.193 | -5.9495
2024-06-01 | 0.077063 | -0.31547 | -2.4952 | -0.54086 | -0.04912 | -1.5974 | 0.013171 | -1.2401 | -6.1479
2024-07-01 | 0.07713 | -0.3195 | -2.6257 | -0.54412 | -0.050633 | -1.6403 | 0.013171 | -1.2443 | -6.3343
2024-08-01 | 0.077155 | -0.32654 | -2.7496 | -0.54502 | -0.0522 | -1.6817 | 0.013171 | -1.2452 | -6.5099
2024-09-01 | 0.077155 | -0.32657 | -2.8027 | -0.54502 | -0.053784 | -1.701 | 0.013171 | -1.2426 | -6.5813
2024-10-01 | 0.077213 | -0.32659 | -2.7657 | -0.54499 | -0.055361 | -1.707 | 0.013171 | -1.2376 | -6.5468
2024-11-01 | 0.077264 | -0.33201 | -2.7471 | -0.56215 | -0.056996 | -1.7553 | 0.013171 | -1.2566 | -6.6197
2024-12-01 | 0.077395 | -0.33665 | -2.7443 | -0.55611 | -0.057955 | -1.7978 | 0.013171 | -1.3133 | -6.7155
2025-01-01 | 0.078035 | -0.33668 | -2.7146 | -0.55945 | -0.058448 | -1.8053 | 0.014311 | -1.3049 | -6.6871
2025-02-01 | 0.090764 | -0.33671 | -2.691 | -0.54795 | -0.056343 | -1.806 | 0.014311 | -1.2784 | -6.6113
2025-03-01 | 0.091681 | -0.35336 | -2.7222 | -0.54434 | -0.052107 | -1.827 | 0.015191 | -1.3116 | -6.7037
2025-04-01 | 0.092629 | -0.35345 | -2.6714 | -0.58836 | -0.051182 | -1.8202 | 0.015191 | -1.3064 | -6.6832
2025-05-01 | 0.092713 | -0.35696 | -2.7783 | -0.58662 | -0.051539 | -1.8674 | 0.015191 | -1.3729 | -6.9058
2025-06-01 | 0.093122 | -0.3611 | -2.8577 | -0.60974 | -0.052407 | -1.9148 | 0.015191 | -1.4177 | -7.1052
2025-07-01 | 0.093213 | -0.36889 | -2.9896 | -0.61116 | -0.053806 | -1.9435 | 0.015191 | -1.4197 | -7.2782
2025-08-01 | 0.093238 | -0.37265 | -3.1024 | -0.61021 | -0.05544 | -1.9685 | 0.015191 | -1.418 | -7.4188
2025-09-01 | 0.093238 | -0.37268 | -3.1357 | -0.60819 | -0.057089 | -1.9764 | 0.015191 | -1.413 | -7.4547
2025-10-01 | 0.093238 | -0.3727 | -3.1003 | -0.60583 | -0.058704 | -1.9754 | 0.015191 | -1.4081 | -7.4127
2025-11-01 | 0.093327 | -0.37452 | -3.0642 | -0.60928 | -0.060372 | -1.9852 | 0.015191 | -1.4632 | -7.4483
2025-12-01 | 0.093647 | -0.38202 | -3.037 | -0.60635 | -0.061768 | -2.0329 | 0.015191 | -1.4749 | -7.4862
2026-01-01 | 0.094645 | -0.38205 | -3.0324 | -0.59401 | -0.062941 | -2.0657 | 0.015191 | -1.5215 | -7.5487
2026-02-01 | 0.09472 | -0.39587 | -3.1455 | -0.59315 | -0.064172 | -2.1134 | 0.015191 | -1.5093 | -7.7115
2026-03-01 | 0.10872 | -0.39589 | -3.1065 | -0.58806 | -0.064897 | -2.1544 | 0.015191 | -1.4773 | -7.6632
2026-04-01 | 0.11327 | -0.41522 | -3.1851 | -0.58545 | -0.065418 | -2.2007 | 0.015191 | -1.4676 | -7.7911
2026-05-01 | 0.11495 | -0.41883 | -3.2461 | -0.60064 | -0.066334 | -2.2358 | 0.015191 | -1.5054 | -7.943
2026-06-01 | 0.11507 | -0.42286 | -3.2993 | -0.62694 | -0.067813 | -2.2839 | 0.015191 | -1.5509 | -8.1215
2026-07-01 | 0.11519 | -0.42699 | -3.4365 | -0.62676 | -0.069176 | -2.3093 | 0.015191 | -1.5526 | -8.2909
2026-08-01 | 0.11519 | -0.43401 | -3.525 | -0.62782 | -0.070748 | -2.3401 | 0.015191 | -1.5508 | -8.4181
2026-09-01 | 0.11519 | -0.43403 | -3.5985 | -0.62782 | -0.072415 | -2.3577 | 0.015191 | -1.5457 | -8.5058
2026-10-01 | 0.11544 | -0.43406 | -3.5629 | -0.6276 | -0.073958 | -2.3622 | 0.015191 | -1.5401 | -8.4702
2026-11-01 | 0.11564 | -0.43756 | -3.5293 | -0.63822 | -0.075493 | -2.4105 | 0.015191 | -1.5635 | -8.5237
2026-12-01 | 0.11564 | -0.44325 | -3.5442 | -0.68041 | -0.076934 | -2.458 | 0.015191 | -1.6305 | -8.7025
2027-01-01 | 0.11568 | -0.44586 | -3.554 | -0.69993 | -0.07845 | -2.5062 | 0.015191 | -1.6387 | -8.7923
2027-02-01 | 0.11874 | -0.44588 | -3.5823 | -0.69772 | -0.079948 | -2.5542 | 0.015191 | -1.6615 | -8.8876
2027-03-01 | 0.12449 | -0.44591 | -3.5361 | -0.69351 | -0.080511 | -2.5976 | 0.015191 | -1.6337 | -8.8477
2027-04-01 | 0.12509 | -0.46533 | -3.6524 | -0.73927 | -0.081004 | -2.6435 | 0.015191 | -1.6668 | -9.108
2027-05-01 | 0.12516 | -0.46874 | -3.6757 | -0.77837 | -0.082278 | -2.6911 | 0.015191 | -1.7341 | -9.29
2027-06-01 | 0.12571 | -0.4728 | -3.7414 | -0.79016 | -0.083686 | -2.736 | 0.015191 | -1.734 | -9.4172
2027-07-01 | 0.1258 | -0.48014 | -3.8533 | -0.79292 | -0.085198 | -2.7782 | 0.015191 | -1.7355 | -9.5842
2027-08-01 | 0.12582 | -0.48378 | -3.9946 | -0.79348 | -0.086884 | -2.8247 | 0.015191 | -1.7336 | -9.776
2027-09-01 | 0.12591 | -0.48709 | -4.0578 | -0.79336 | -0.08851 | -2.8467 | 0.015191 | -1.7283 | -9.8606
2027-10-01 | 0.12591 | -0.48712 | -4.0213 | -0.79279 | -0.090064 | -2.8451 | 0.015191 | -1.7231 | -9.8184
2027-11-01 | 0.12995 | -0.49063 | -4.0082 | -0.7898 | -0.090781 | -2.8855 | 0.015191 | -1.76 | -9.8798
2027-12-01 | 0.13016 | -0.4935 | -3.9801 | -0.79564 | -0.091154 | -2.9219 | 0.015202 | -1.7751 | -9.912
2028-01-01 | 0.13025 | -0.49352 | -3.9884 | -0.79776 | -0.092369 | -2.964 | 0.015202 | -1.8129 | -10.0035
2028-02-01 | 0.13391 | -0.50501 | -4.076 | -0.83947 | -0.093646 | -3.0124 | 0.015202 | -1.813 | -10.1904
2028-03-01 | 0.13669 | -0.52385 | -4.0312 | -0.86375 | -0.093685 | -3.015 | 0.015717 | -1.7983 | -10.1733
2028-04-01 | 0.14456 | -0.52714 | -4.1023 | -0.85655 | -0.089473 | -2.9826 | 0.018291 | -1.7765 | -10.1718
2028-05-01 | 0.14473 | -0.52747 | -4.0864 | -0.92467 | -0.087165 | -3.0011 | 0.018578 | -1.8114 | -10.275
2028-06-01 | 0.14498 | -0.53478 | -4.2089 | -0.95096 | -0.088401 | -3.0486 | 0.018578 | -1.857 | -10.525
2028-07-01 | 0.14507 | -0.53889 | -4.2897 | -0.95373 | -0.09002 | -3.0733 | 0.018578 | -1.8583 | -10.6404
2028-08-01 | 0.14511 | -0.54636 | -4.4324 | -0.9548 | -0.091729 | -3.1019 | 0.018578 | -1.8564 | -10.8199
2028-09-01 | 0.14511 | -0.54639 | -4.4604 | -0.95452 | -0.093395 | -3.1182 | 0.018578 | -1.851 | -10.8602
2028-10-01 | 0.14512 | -0.54641 | -4.4278 | -0.95246 | -0.095002 | -3.1175 | 0.018578 | -1.8457 | -10.8212
2028-11-01 | 0.14698 | -0.54817 | -4.4029 | -0.95356 | -0.096448 | -3.1523 | 0.018578 | -1.8642 | -10.852
2028-12-01 | 0.14888 | -0.55637 | -4.3808 | -0.9515 | -0.097293 | -3.198 | 0.018578 | -1.8793 | -10.8958
2029-01-01 | 0.14921 | -0.56646 | -4.3972 | -0.95727 | -0.098062 | -3.2456 | 0.018578 | -1.9028 | -10.9996
2029-02-01 | 0.15095 | -0.56649 | -4.4637 | -1.0007 | -0.099211 | -3.2934 | 0.019113 | -1.9392 | -11.1927
2029-03-01 | 0.15936 | -0.58444 | -4.4205 | -0.99604 | -0.099264 | -3.3381 | 0.019887 | -1.9117 | -11.1708
2029-04-01 | 0.16166 | -0.60704 | -4.5136 | -1.0505 | -0.09905 | -3.3858 | 0.019887 | -1.9711 | -11.4455
2029-05-01 | 0.16178 | -0.61058 | -4.5505 | -1.1396 | -0.10005 | -3.434 | 0.019887 | -2.0122 | -11.6653
2029-06-01 | 0.16186 | -0.61465 | -4.6564 | -1.1415 | -0.10167 | -3.4821 | 0.019887 | -2.0551 | -11.8697
2029-07-01 | 0.16193 | -0.61909 | -4.8222 | -1.1448 | -0.10333 | -3.5219 | 0.019887 | -2.0598 | -12.0894
2029-08-01 | 0.16195 | -0.62603 | -4.8873 | -1.1459 | -0.10506 | -3.5687 | 0.019887 | -2.0543 | -12.2055
2029-09-01 | 0.16195 | -0.62605 | -4.9218 | -1.1459 | -0.10679 | -3.5746 | 0.019887 | -2.0488 | -12.242
2029-10-01 | 0.16195 | -0.62608 | -4.8825 | -1.1429 | -0.10848 | -3.5743 | 0.019887 | -2.0433 | -12.1958
2029-11-01 | 0.16219 | -0.62788 | -4.8327 | -1.138 | -0.11019 | -3.5951 | 0.019887 | -2.0542 | -12.1761
2029-12-01 | 0.1622 | -0.62791 | -4.7926 | -1.1349 | -0.11181 | -3.6346 | 0.019887 | -2.079 | -12.1988
2030-01-01 | 0.16251 | -0.62793 | -4.7041 | -1.1254 | -0.11344 | -3.6233 | 0.021985 | -2.0693 | -12.0789
2030-02-01 | 0.17378 | -0.62796 | -4.6452 | -1.1068 | -0.11392 | -3.5995 | 0.023741 | -2.0444 | -11.9403
2030-03-01 | 0.17698 | -0.62799 | -4.6406 | -1.104 | -0.11358 | -3.6401 | 0.023741 | -2.053 | -11.9786
2030-04-01 | 0.18072 | -0.62812 | -4.6582 | -1.0757 | -0.11409 | -3.6623 | 0.023741 | -2.0936 | -12.0275
2030-05-01 | 0.18118 | -0.65066 | -4.6421 | -1.0741 | -0.11482 | -3.6916 | 0.023741 | -2.1202 | -12.0886
2030-06-01 | 0.18126 | -0.65467 | -4.6933 | -1.0723 | -0.11534 | -3.7066 | 0.023741 | -2.1668 | -12.204
2030-07-01 | 0.18131 | -0.65873 | -4.7274 | -1.0745 | -0.11656 | -3.719 | 0.023741 | -2.1681 | -12.2592
2030-08-01 | 0.18134 | -0.66565 | -4.8088 | -1.0749 | -0.11826 | -3.7553 | 0.023741 | -2.166 | -12.3838
2030-09-01 | 0.18134 | -0.66568 | -4.8434 | -1.0749 | -0.11999 | -3.7711 | 0.023741 | -2.1604 | -12.4304
2030-10-01 | 0.18134 | -0.66571 | -4.8071 | -1.0749 | -0.12169 | -3.7679 | 0.023741 | -2.1549 | -12.3871
2030-11-01 | 0.18141 | -0.6675 | -4.7664 | -1.0871 | -0.12345 | -3.792 | 0.023741 | -2.1745 | -12.4058
2030-12-01 | 0.18207 | -0.66997 | -4.6941 | -1.0888 | -0.12511 | -3.778 | 0.024156 | -2.165 | -12.3147
2031-01-01 | 0.1821 | -0.67 | -4.6598 | -1.0851 | -0.1268 | -3.7862 | 0.024156 | -2.2024 | -12.3241
2031-02-01 | 0.18224 | -0.67003 | -4.611 | -1.0812 | -0.12853 | -3.7949 | 0.024156 | -2.1964 | -12.2756
2031-03-01 | 0.18239 | -0.67005 | -4.6313 | -1.0767 | -0.13004 | -3.8311 | 0.024156 | -2.254 | -12.3866
2031-04-01 | 0.18253 | -0.68905 | -4.6723 | -1.1258 | -0.13169 | -3.8781 | 0.024156 | -2.2747 | -12.5651
2031-05-01 | 0.18265 | -0.69236 | -4.6596 | -1.1413 | -0.13335 | -3.9258 | 0.024156 | -2.3159 | -12.6615
2031-06-01 | 0.18288 | -0.69672 | -4.7086 | -1.1687 | -0.13497 | -3.974 | 0.024156 | -2.3611 | -12.837
2031-07-01 | 0.18294 | -0.70419 | -4.7577 | -1.1715 | -0.13661 | -4.0198 | 0.024156 | -2.3621 | -12.9448
2031-08-01 | 0.18296 | -0.70795 | -4.8332 | -1.1726 | -0.13837 | -4.0553 | 0.024156 | -2.3597 | -13.06
2031-09-01 | 0.18305 | -0.70798 | -4.865 | -1.1718 | -0.1401 | -4.075 | 0.024156 | -2.3539 | -13.1065
2031-10-01 | 0.18305 | -0.70801 | -4.8272 | -1.1714 | -0.1418 | -4.0742 | 0.024156 | -2.3483 | -13.0638
2031-11-01 | 0.18313 | -0.71149 | -4.7876 | -1.1786 | -0.14358 | -4.122 | 0.02439 | -2.4276 | -13.1634
2031-12-01 | 0.1929 | -0.71152 | -4.7205 | -1.172 | -0.1445 | -4.1294 | 0.02642 | -2.4055 | -13.0641
2032-01-01 | 0.19387 | -0.71155 | -4.6639 | -1.1705 | -0.14467 | -4.1714 | 0.02642 | -2.4102 | -13.0519
2032-02-01 | 0.19389 | -0.72594 | -4.617 | -1.1848 | -0.14553 | -4.1971 | 0.02642 | -2.3984 | -13.0484
2032-03-01 | 0.19434 | -0.72597 | -4.6495 | -1.2503 | -0.1468 | -4.2448 | 0.02642 | -2.4606 | -13.2571
2032-04-01 | 0.1945 | -0.74844 | -4.7092 | -1.2949 | -0.14847 | -4.2913 | 0.026513 | -2.5286 | -13.4999
2032-05-01 | 0.19483 | -0.74846 | -4.6991 | -1.3033 | -0.15005 | -4.3234 | 0.026513 | -2.5659 | -13.5689
2032-06-01 | 0.19495 | -0.75622 | -4.7257 | -1.3153 | -0.15169 | -4.3715 | 0.026513 | -2.6104 | -13.7093
2032-07-01 | 0.19501 | -0.76025 | -4.8252 | -1.3185 | -0.15338 | -4.4135 | 0.026513 | -2.6115 | -13.8608
2032-08-01 | 0.19504 | -0.76729 | -4.8997 | -1.3195 | -0.15514 | -4.4584 | 0.026513 | -2.6093 | -13.9876
2032-09-01 | 0.19504 | -0.76732 | -4.9496 | -1.3194 | -0.15691 | -4.475 | 0.026513 | -2.6035 | -14.0503
2032-10-01 | 0.1951 | -0.76735 | -4.9131 | -1.3194 | -0.15864 | -4.481 | 0.026513 | -2.5976 | -14.0155
2032-11-01 | 0.19513 | -0.77277 | -4.8749 | -1.3366 | -0.16043 | -4.5293 | 0.026513 | -2.6163 | -14.0686
2032-12-01 | 0.19525 | -0.77741 | -4.8505 | -1.3301 | -0.16153 | -4.5714 | 0.026513 | -2.6721 | -14.1413
2033-01-01 | 0.1959 | -0.77743 | -4.8376 | -1.3334 | -0.16215 | -4.5738 | 0.027654 | -2.6686 | -14.1294
2033-02-01 | 0.20921 | -0.77746 | -4.8139 | -1.3212 | -0.16004 | -4.5723 | 0.027654 | -2.6404 | -14.0485
2033-03-01 | 0.21014 | -0.79412 | -4.7759 | -1.3176 | -0.15572 | -4.5871 | 0.028533 | -2.6562 | -14.048
2033-04-01 | 0.21108 | -0.7942 | -4.7243 | -1.3617 | -0.15489 | -4.5866 | 0.028533 | -2.6767 | -14.0588
2033-05-01 | 0.21116 | -0.79772 | -4.7867 | -1.3605 | -0.15542 | -4.6338 | 0.028533 | -2.7168 | -14.2112
2033-06-01 | 0.21153 | -0.80186 | -4.8086 | -1.3837 | -0.15648 | -4.6812 | 0.028533 | -2.7607 | -14.3526
2033-07-01 | 0.21162 | -0.80965 | -4.9188 | -1.3852 | -0.15804 | -4.7096 | 0.028533 | -2.7619 | -14.503
2033-08-01 | 0.21165 | -0.81341 | -4.9584 | -1.3842 | -0.15983 | -4.7348 | 0.028533 | -2.7593 | -14.5697
2033-09-01 | 0.21165 | -0.81344 | -4.9747 | -1.3822 | -0.16164 | -4.7467 | 0.028533 | -2.7534 | -14.5918
2033-10-01 | 0.21165 | -0.81347 | -4.9442 | -1.3798 | -0.1634 | -4.7458 | 0.028533 | -2.7476 | -14.5541
2033-11-01 | 0.21173 | -0.81528 | -4.9086 | -1.3833 | -0.16522 | -4.7633 | 0.028533 | -2.805 | -14.6005
2033-12-01 | 0.21204 | -0.82279 | -4.8681 | -1.3874 | -0.16677 | -4.811 | 0.028533 | -2.822 | -14.6375
2034-01-01 | 0.21299 | -0.82282 | -4.8435 | -1.3751 | -0.1681 | -4.84 | 0.028533 | -2.8656 | -14.6737
2034-02-01 | 0.21306 | -0.83664 | -4.8851 | -1.3742 | -0.1695 | -4.8872 | 0.028533 | -2.8577 | -14.7688
2034-03-01 | 0.22707 | -0.83666 | -4.8414 | -1.3692 | -0.17038 | -4.9224 | 0.028533 | -2.8217 | -14.7062
2034-04-01 | 0.23163 | -0.856 | -4.8736 | -1.3666 | -0.17106 | -4.9686 | 0.028533 | -2.8143 | -14.79
2034-05-01 | 0.23332 | -0.8596 | -4.8933 | -1.3818 | -0.17213 | -5.004 | 0.028533 | -2.876 | -14.925
2034-06-01 | 0.23342 | -0.86364 | -4.903 | -1.4081 | -0.17377 | -5.052 | 0.028533 | -2.9206 | -15.0592
2034-07-01 | 0.23352 | -0.86777 | -4.9948 | -1.4079 | -0.17528 | -5.0737 | 0.028533 | -2.9215 | -15.1789
2034-08-01 | 0.23361 | -0.87478 | -5.0365 | -1.409 | -0.177 | -5.1144 | 0.028533 | -2.9188 | -15.2683
2034-09-01 | 0.23361 | -0.87481 | -5.0947 | -1.409 | -0.17882 | -5.1359 | 0.028533 | -2.9128 | -15.3439
2034-10-01 | 0.23386 | -0.87484 | -5.0595 | -1.4088 | -0.18051 | -5.1373 | 0.028533 | -2.9065 | -15.305
2034-11-01 | 0.23405 | -0.87834 | -5.0212 | -1.4194 | -0.1822 | -5.1852 | 0.028533 | -2.9272 | -15.351
2034-12-01 | 0.23406 | -0.88403 | -4.9929 | -1.4604 | -0.18378 | -5.2326 | 0.028533 | -2.9825 | -15.4737
2035-01-01 | 0.23417 | -0.88664 | -4.9532 | -1.4799 | -0.18545 | -5.2807 | 0.028533 | -2.9857 | -15.509
2035-02-01 | 0.23747 | -0.88667 | -4.9356 | -1.4775 | -0.18709 | -5.327 | 0.028533 | -3.0073 | -15.5552
2035-03-01 | 0.24312 | -0.88669 | -4.8838 | -1.4734 | -0.18778 | -5.3642 | 0.028533 | -2.985 | -15.5092
2035-04-01 | 0.24371 | -0.90612 | -4.953 | -1.5192 | -0.18842 | -5.41 | 0.028533 | -3.0446 | -15.749
2035-05-01 | 0.24377 | -0.90953 | -4.9421 | -1.5583 | -0.18985 | -5.4577 | 0.028533 | -3.0841 | -15.8693
2035-06-01 | 0.2443 | -0.91358 | -4.962 | -1.5701 | -0.19142 | -5.498 | 0.028533 | -3.0833 | -15.9456
2035-07-01 | 0.24438 | -0.92093 | -5.0513 | -1.5728 | -0.19309 | -5.5417 | 0.028533 | -3.084 | -16.0909
2035-08-01 | 0.2444 | -0.92457 | -5.1202 | -1.5734 | -0.19492 | -5.5888 | 0.028533 | -3.0813 | -16.2103
2035-09-01 | 0.24449 | -0.92788 | -5.1656 | -1.5733 | -0.1967 | -5.6072 | 0.028533 | -3.0752 | -16.2728
2035-10-01 | 0.24457 | -0.92791 | -5.1299 | -1.5732 | -0.19839 | -5.6059 | 0.028533 | -3.069 | -16.2312
2035-11-01 | 0.24802 | -0.93142 | -5.087 | -1.5698 | -0.19933 | -5.6428 | 0.02864 | -3.0886 | -16.2424
2035-12-01 | 0.24878 | -0.93145 | -5.0421 | -1.5661 | -0.19957 | -5.6358 | 0.029482 | -3.1007 | -16.1976
2036-01-01 | 0.26434 | -0.93148 | -5.0281 | -1.5576 | -0.19786 | -5.6625 | 0.029482 | -3.0625 | -16.1463
2036-02-01 | 0.26894 | -0.94377 | -4.9715 | -1.5516 | -0.19263 | -5.6624 | 0.029482 | -3.0445 | -16.068
2036-03-01 | 0.27274 | -0.9438 | -4.9465 | -1.5466 | -0.18507 | -5.68 | 0.029482 | -3.022 | -16.0218
2036-04-01 | 0.27765 | -0.96655 | -4.9969 | -1.5413 | -0.17866 | -5.7103 | 0.030237 | -3.0505 | -16.1362
2036-05-01 | 0.27778 | -0.98919 | -5.0609 | -1.6128 | -0.17749 | -5.7545 | 0.030237 | -3.0898 | -16.3766
2036-06-01 | 0.27818 | -0.99331 | -5.1124 | -1.6299 | -0.1788 | -5.8019 | 0.030237 | -3.1327 | -16.5406
2036-07-01 | 0.27828 | -1.0011 | -5.2368 | -1.6332 | -0.18049 | -5.8327 | 0.030237 | -3.1338 | -16.7095
2036-08-01 | 0.27833 | -1.0048 | -5.2885 | -1.6343 | -0.18234 | -5.8648 | 0.030237 | -3.1342 | -16.8004
2036-09-01 | 0.27833 | -1.0048 | -5.2909 | -1.6343 | -0.1842 | -5.8811 | 0.030237 | -3.128 | -16.8149
2036-10-01 | 0.27833 | -1.0048 | -5.2611 | -1.6343 | -0.18601 | -5.8805 | 0.030237 | -3.122 | -16.7802
2036-11-01 | 0.28039 | -1.0068 | -5.2229 | -1.6541 | -0.18763 | -5.9078 | 0.030237 | -3.1355 | -16.8042
2036-12-01 | 0.29403 | -1.0068 | -5.1744 | -1.6423 | -0.18452 | -5.8765 | 0.030237 | -3.094 | -16.6542
2037-01-01 | 0.29469 | -1.0174 | -5.1235 | -1.6435 | -0.17968 | -5.9122 | 0.030237 | -3.0976 | -16.649
2037-02-01 | 0.2959 | -1.0175 | -5.1303 | -1.6667 | -0.17735 | -5.9593 | 0.030237 | -3.1319 | -16.7569
2037-03-01 | 0.29748 | -1.0356 | -5.1247 | -1.6631 | -0.17437 | -6.0036 | 0.030237 | -3.1868 | -16.8605
2037-04-01 | 0.29785 | -1.0389 | -5.1864 | -1.6854 | -0.17262 | -6.0333 | 0.030638 | -3.1775 | -16.9657
2037-05-01 | 0.29891 | -1.039 | -5.1921 | -1.6789 | -0.17253 | -6.053 | 0.030638 | -3.2394 | -17.0455
2037-06-01 | 0.29903 | -1.0467 | -5.2897 | -1.7068 | -0.17394 | -6.1002 | 0.030638 | -3.2878 | -17.2754
2037-07-01 | 0.29908 | -1.0508 | -5.3455 | -1.7095 | -0.17573 | -6.1295 | 0.030638 | -3.2881 | -17.3694
2037-08-01 | 0.29911 | -1.0579 | -5.4262 | -1.7106 | -0.17761 | -6.1603 | 0.030638 | -3.2849 | -17.4877
2037-09-01 | 0.29911 | -1.0579 | -5.4621 | -1.7103 | -0.17943 | -6.1739 | 0.030638 | -3.2786 | -17.5325
2037-10-01 | 0.29911 | -1.0579 | -5.4278 | -1.7103 | -0.18121 | -6.1695 | 0.030638 | -3.2725 | -17.4895
2037-11-01 | 0.29986 | -1.0616 | -5.3891 | -1.7158 | -0.1829 | -6.2152 | 0.030638 | -3.3545 | -17.5886
2037-12-01 | 0.30972 | -1.0666 | -5.3346 | -1.7124 | -0.18337 | -6.2455 | 0.031551 | -3.3274 | -17.5286
2038-01-01 | 0.31676 | -1.0666 | -5.2648 | -1.7029 | -0.18003 | -6.2086 | 0.033103 | -3.3034 | -17.3764
2038-02-01 | 0.31943 | -1.0666 | -5.1837 | -1.6987 | -0.1764 | -6.1885 | 0.040118 | -3.29 | -17.2444
2038-03-01 | 0.31997 | -1.0666 | -5.1339 | -1.6954 | -0.17591 | -6.2192 | 0.041198 | -3.2816 | -17.2114
2038-04-01 | 0.32183 | -1.0667 | -5.054 | -1.6653 | -0.17505 | -6.1808 | 0.04166 | -3.2705 | -17.0489
2038-05-01 | 0.32244 | -1.0896 | -5.1559 | -1.6671 | -0.17461 | -6.2108 | 0.04166 | -3.3346 | -17.2684
2038-06-01 | 0.32253 | -1.0936 | -5.193 | -1.6794 | -0.17609 | -6.2339 | 0.04166 | -3.3817 | -17.3936
2038-07-01 | 0.32262 | -1.0981 | -5.3098 | -1.6822 | -0.17789 | -6.2655 | 0.04166 | -3.3823 | -17.5515
2038-08-01 | 0.32268 | -1.1051 | -5.3604 | -1.6839 | -0.17978 | -6.3014 | 0.04166 | -3.3793 | -17.6455
2038-09-01 | 0.32268 | -1.1052 | -5.3634 | -1.6838 | -0.18167 | -6.3109 | 0.04166 | -3.373 | -17.6536
2038-10-01 | 0.32268 | -1.1052 | -5.3305 | -1.6838 | -0.18349 | -6.3068 | 0.04166 | -3.3668 | -17.6122
2038-11-01 | 0.32288 | -1.1087 | -5.2959 | -1.7099 | -0.18538 | -6.3391 | 0.04166 | -3.3834 | -17.6579
2038-12-01 | 0.32297 | -1.1088 | -5.2527 | -1.7348 | -0.18722 | -6.3847 | 0.04166 | -3.4191 | -17.7227
2039-01-01 | 0.33144 | -1.1098 | -5.1703 | -1.7375 | -0.18873 | -6.3937 | 0.044041 | -3.3654 | -17.5899
2039-02-01 | 0.33298 | -1.1099 | -5.0947 | -1.7346 | -0.19 | -6.3735 | 0.04571 | -3.3526 | -17.4766
2039-03-01 | 0.34486 | -1.129 | -5.1377 | -1.7231 | -0.18887 | -6.3736 | 0.04571 | -3.3185 | -17.4803
2039-04-01 | 0.34769 | -1.1323 | -5.2099 | -1.7143 | -0.18323 | -6.3107 | 0.04571 | -3.3095 | -17.4665
2039-05-01 | 0.34791 | -1.1323 | -5.1925 | -1.7038 | -0.18099 | -6.3503 | 0.04571 | -3.3685 | -17.5348
2039-06-01 | 0.34825 | -1.1364 | -5.2482 | -1.7307 | -0.1824 | -6.3956 | 0.04571 | -3.4137 | -17.7131
2039-07-01 | 0.34837 | -1.144 | -5.3021 | -1.7341 | -0.18423 | -6.4236 | 0.04571 | -3.4138 | -17.8078
2039-08-01 | 0.3484 | -1.1478 | -5.3792 | -1.7356 | -0.18614 | -6.4591 | 0.04571 | -3.4109 | -17.9245
2039-09-01 | 0.34845 | -1.1511 | -5.3844 | -1.7321 | -0.18803 | -6.4621 | 0.04571 | -3.4045 | -17.928
2039-10-01 | 0.3486 | -1.1511 | -5.3495 | -1.7262 | -0.18953 | -6.4565 | 0.04571 | -3.398 | -17.8765
2039-11-01 | 0.34881 | -1.1529 | -5.3113 | -1.7289 | -0.19097 | -6.4892 | 0.046081 | -3.4703 | -17.9487
2039-12-01 | 0.34889 | -1.1553 | -5.2704 | -1.7359 | -0.19247 | -6.5335 | 0.046081 | -3.4626 | -17.9553
2040-01-01 | 0.35285 | -1.1617 | -5.233 | -1.7316 | -0.19328 | -6.5664 | 0.046081 | -3.4303 | -17.9173
2040-02-01 | 0.35513 | -1.1745 | -5.2156 | -1.7744 | -0.19395 | -6.6075 | 0.047842 | -3.482 | -18.045
2040-03-01 | 0.35885 | -1.1746 | -5.119 | -1.7457 | -0.19378 | -6.6163 | 0.05712 | -3.4472 | -17.8805
2040-04-01 | 0.35911 | -1.1968 | -5.2206 | -1.8061 | -0.19421 | -6.6591 | 0.05712 | -3.5138 | -18.1743
2040-05-01 | 0.35956 | -1.2003 | -5.3154 | -1.8223 | -0.1955 | -6.7024 | 0.05712 | -3.5528 | -18.372
2040-06-01 | 0.35962 | -1.2043 | -5.3548 | -1.8383 | -0.19715 | -6.7456 | 0.05712 | -3.5976 | -18.5209
2040-07-01 | 0.3597 | -1.2088 | -5.4605 | -1.8416 | -0.19898 | -6.7878 | 0.05712 | -3.6013 | -18.6822
2040-08-01 | 0.35972 | -1.2158 | -5.5642 | -1.8427 | -0.20091 | -6.8313 | 0.05712 | -3.5982 | -18.8362
2040-09-01 | 0.35972 | -1.2159 | -5.5848 | -1.8427 | -0.20283 | -6.8495 | 0.05712 | -3.5917 | -18.8706
2040-10-01 | 0.35972 | -1.2159 | -5.547 | -1.8427 | -0.20471 | -6.8496 | 0.05712 | -3.5853 | -18.8284
2040-11-01 | 0.35989 | -1.2222 | -5.5102 | -1.8769 | -0.20664 | -6.8927 | 0.05712 | -3.6533 | -18.9448
2040-12-01 | 0.3599 | -1.2252 | -5.4771 | -1.9225 | -0.20848 | -6.9356 | 0.05712 | -3.6751 | -19.0269
2041-01-01 | 0.35992 | -1.2348 | -5.4342 | -1.9455 | -0.21023 | -6.9781 | 0.05712 | -3.7253 | -19.1111
2041-02-01 | 0.36411 | -1.2465 | -5.4046 | -1.9452 | -0.2116 | -7.018 | 0.05712 | -3.7092 | -19.1139
2041-03-01 | 0.36431 | -1.2465 | -5.4576 | -2.0052 | -0.21256 | -7.06 | 0.05712 | -3.7715 | -19.3319
2041-04-01 | 0.36635 | -1.2655 | -5.3938 | -2.0038 | -0.21354 | -7.0945 | 0.057729 | -3.7568 | -19.3038
2041-05-01 | 0.36653 | -1.2691 | -5.4225 | -2.0441 | -0.21499 | -7.1361 | 0.057729 | -3.7955 | -19.458
2041-06-01 | 0.36725 | -1.2768 | -5.4596 | -2.0564 | -0.21683 | -7.1775 | 0.057729 | -3.8413 | -19.6034
2041-07-01 | 0.36726 | -1.2813 | -5.6867 | -2.0598 | -0.21868 | -7.2187 | 0.057729 | -3.8455 | -19.8857
2041-08-01 | 0.36726 | -1.2883 | -5.7704 | -2.0615 | -0.22063 | -7.2595 | 0.057729 | -3.8485 | -20.0238
2041-09-01 | 0.36726 | -1.2883 | -5.8077 | -2.0614 | -0.22258 | -7.2841 | 0.057729 | -3.8488 | -20.0879
2041-10-01 | 0.36727 | -1.2884 | -5.7877 | -2.0614 | -0.22448 | -7.284 | 0.057729 | -3.8485 | -20.0696
2041-11-01 | 0.36949 | -1.292 | -5.7454 | -2.0585 | -0.22613 | -7.3171 | 0.058104 | -3.8919 | -20.1034
2041-12-01 | 0.37294 | -1.2959 | -5.7295 | -2.0541 | -0.22645 | -7.344 | 0.058104 | -3.876 | -20.0949
2042-01-01 | 0.3731 | -1.3059 | -5.708 | -2.0529 | -0.2266 | -7.3831 | 0.058104 | -3.9119 | -20.1572
2042-02-01 | 0.37312 | -1.3059 | -5.6676 | -2.0782 | -0.22718 | -7.4217 | 0.058104 | -3.9232 | -20.1926
2042-03-01 | 0.3734 | -1.3255 | -5.742 | -2.117 | -0.22743 | -7.4576 | 0.058104 | -3.9605 | -20.3985
2042-04-01 | 0.37403 | -1.3481 | -5.8783 | -2.1509 | -0.22733 | -7.4923 | 0.058104 | -4.0244 | -20.6893
2042-05-01 | 0.37406 | -1.3484 | -5.9051 | -2.1754 | -0.22827 | -7.5303 | 0.058221 | -4.0701 | -20.8253
2042-06-01 | 0.37406 | -1.3524 | -5.9962 | -2.1928 | -0.23015 | -7.5681 | 0.058353 | -4.0764 | -20.9836
2042-07-01 | 0.37406 | -1.3603 | -6.1553 | -2.1963 | -0.23205 | -7.6062 | 0.058353 | -4.087 | -21.2048
2042-08-01 | 0.37406 | -1.3674 | -6.3005 | -2.198 | -0.23401 | -7.644 | 0.058353 | -4.0906 | -21.402
2042-09-01 | 0.37406 | -1.3674 | -6.3608 | -2.198 | -0.23598 | -7.6481 | 0.058353 | -4.091 | -21.4688
2042-10-01 | 0.37406 | -1.3674 | -6.3697 | -2.198 | -0.23789 | -7.6516 | 0.058353 | -4.091 | -21.4831
2042-11-01 | 0.3741 | -1.3729 | -6.3792 | -2.223 | -0.23983 | -7.6899 | 0.058353 | -4.1651 | -21.6375
2042-12-01 | 0.37411 | -1.3765 | -6.3895 | -2.2471 | -0.24168 | -7.728 | 0.058353 | -4.189 | -21.7394
2043-01-01 | 0.37411 | -1.3851 | -6.3895 | -2.2712 | -0.24361 | -7.7653 | 0.060909 | -4.2633 | -21.8831
2043-02-01 | 0.37411 | -1.3983 | -6.4797 | -2.3164 | -0.24557 | -7.803 | 0.060927 | -4.2589 | -22.0668
2043-03-01 | 0.37465 | -1.4162 | -6.6203 | -2.3855 | -0.24719 | -7.8398 | 0.060927 | -4.3221 | -22.3953
2043-04-01 | 0.38091 | -1.4391 | -6.7085 | -2.3894 | -0.24701 | -7.8711 | 0.060927 | -4.3343 | -22.5476
2043-05-01 | 0.38132 | -1.4428 | -6.7525 | -2.3846 | -0.24341 | -7.8654 | 0.060927 | -4.3745 | -22.621
2043-06-01 | 0.38135 | -1.4503 | -6.8266 | -2.3872 | -0.24318 | -7.9017 | 0.060927 | -4.4186 | -22.7853
2043-07-01 | 0.3814 | -1.4581 | -7.0011 | -2.3906 | -0.24498 | -7.9378 | 0.060927 | -4.4225 | -23.0127
2043-08-01 | 0.3814 | -1.4622 | -7.1162 | -2.3923 | -0.24695 | -7.9736 | 0.060927 | -4.4227 | -23.1717
2043-09-01 | 0.3814 | -1.4655 | -7.2015 | -2.3923 | -0.24893 | -7.9917 | 0.060927 | -4.4232 | -23.2807
2043-10-01 | 0.38145 | -1.4655 | -7.1841 | -2.3919 | -0.25079 | -7.9911 | 0.060927 | -4.423 | -23.2641
2043-11-01 | 0.38154 | -1.4717 | -7.2183 | -2.437 | -0.25261 | -8.0266 | 0.060927 | -4.5196 | -23.4833
2043-12-01 | 0.39033 | -1.4797 | -7.1741 | -2.4515 | -0.25384 | -8.0611 | 0.061065 | -4.495 | -23.4638
2044-01-01 | 0.39938 | -1.4798 | -7.1311 | -2.4448 | -0.25297 | -8.0884 | 0.061107 | -4.4683 | -23.4048
2044-02-01 | 0.41502 | -1.4909 | -7.1621 | -2.4338 | -0.24572 | -8.0366 | 0.061107 | -4.4319 | -23.3249
2044-03-01 | 0.4173 | -1.51 | -7.1441 | -2.4478 | -0.23597 | -8.0631 | 0.061107 | -4.4167 | -23.3392
2044-04-01 | 0.42914 | -1.5297 | -7.132 | -2.4301 | -0.22638 | -8.0189 | 0.064193 | -4.3853 | -23.2291
2044-05-01 | 0.43253 | -1.5297 | -7.0622 | -2.3871 | -0.22278 | -8.0098 | 0.065286 | -4.4225 | -23.1363
2044-06-01 | 0.43761 | -1.5342 | -7.1754 | -2.4062 | -0.22208 | -8.0438 | 0.065286 | -4.4055 | -23.2843
2044-07-01 | 0.43787 | -1.5418 | -7.2816 | -2.4054 | -0.22218 | -8.0753 | 0.065286 | -4.4087 | -23.4319
2044-08-01 | 0.43795 | -1.5487 | -7.3564 | -2.407 | -0.2239 | -8.1075 | 0.065286 | -4.405 | -23.5453
2044-09-01 | 0.43798 | -1.5487 | -7.3612 | -2.407 | -0.22589 | -8.1121 | 0.065286 | -4.3982 | -23.5498
2044-10-01 | 0.43798 | -1.5488 | -7.3273 | -2.407 | -0.22784 | -8.1087 | 0.065286 | -4.3916 | -23.5079
2044-11-01 | 0.43819 | -1.5523 | -7.2931 | -2.4292 | -0.22984 | -8.1435 | 0.065286 | -4.4133 | -23.5577
2044-12-01 | 0.4407 | -1.5523 | -7.2506 | -2.4262 | -0.23152 | -8.1736 | 0.065912 | -4.4606 | -23.5883
2045-01-01 | 0.45499 | -1.5524 | -7.2006 | -2.4154 | -0.23032 | -8.1282 | 0.065931 | -4.4218 | -23.4277
2045-02-01 | 0.46052 | -1.5524 | -7.2088 | -2.4118 | -0.22606 | -8.15 | 0.065931 | -4.3997 | -23.4222
2045-03-01 | 0.4632 | -1.5724 | -7.1749 | -2.4653 | -0.22402 | -8.1846 | 0.065931 | -4.3893 | -23.4814
2045-04-01 | 0.46346 | -1.5724 | -7.2226 | -2.4577 | -0.22399 | -8.2155 | 0.066011 | -4.4532 | -23.616
2045-05-01 | 0.46477 | -1.5954 | -7.2256 | -2.4547 | -0.22352 | -8.2274 | 0.066011 | -4.487 | -23.6828
2045-06-01 | 0.46492 | -1.5995 | -7.3407 | -2.4733 | -0.22444 | -8.2611 | 0.066011 | -4.5319 | -23.8999
2045-07-01 | 0.465 | -1.6074 | -7.4859 | -2.4765 | -0.22628 | -8.295 | 0.066011 | -4.5353 | -24.0953
2045-08-01 | 0.46507 | -1.6116 | -7.5896 | -2.4776 | -0.22829 | -8.3286 | 0.066011 | -4.5319 | -24.2364
2045-09-01 | 0.46507 | -1.6148 | -7.6392 | -2.4776 | -0.23029 | -8.3412 | 0.066011 | -4.525 | -24.297
2045-10-01 | 0.46508 | -1.6148 | -7.6048 | -2.4774 | -0.23218 | -8.3399 | 0.066011 | -4.5183 | -24.2564
2045-11-01 | 0.46561 | -1.6186 | -7.5737 | -2.4779 | -0.23398 | -8.3723 | 0.066011 | -4.5789 | -24.3239
2045-12-01 | 0.46613 | -1.6187 | -7.5242 | -2.4833 | -0.23559 | -8.3981 | 0.066011 | -4.5931 | -24.3208
2046-01-01 | 0.47026 | -1.6187 | -7.5186 | -2.4942 | -0.23673 | -8.4264 | 0.066011 | -4.5794 | -24.3378
2046-02-01 | 0.47876 | -1.6302 | -7.4922 | -2.4998 | -0.23615 | -8.4569 | 0.066011 | -4.5512 | -24.3217
2046-03-01 | 0.486 | -1.6334 | -7.5099 | -2.4946 | -0.23324 | -8.4739 | 0.066011 | -4.5347 | -24.3278
2046-04-01 | 0.4896 | -1.6527 | -7.5673 | -2.5353 | -0.23133 | -8.5048 | 0.066011 | -4.5934 | -24.5291
2046-05-01 | 0.48974 | -1.6562 | -7.5599 | -2.5597 | -0.23214 | -8.5372 | 0.066011 | -4.633 | -24.6224
2046-06-01 | 0.48986 | -1.6603 | -7.627 | -2.5613 | -0.23406 | -8.5678 | 0.066206 | -4.6768 | -24.7712
2046-07-01 | 0.48994 | -1.6679 | -7.7607 | -2.5647 | -0.23602 | -8.5999 | 0.066206 | -4.6769 | -24.95
2046-08-01 | 0.49 | -1.6716 | -7.8107 | -2.5657 | -0.23805 | -8.6317 | 0.066206 | -4.6735 | -25.0351
2046-09-01 | 0.49 | -1.6716 | -7.8427 | -2.5657 | -0.24008 | -8.6461 | 0.066206 | -4.6666 | -25.0766
2046-10-01 | 0.49 | -1.6717 | -7.8049 | -2.5657 | -0.24206 | -8.6487 | 0.066206 | -4.6599 | -25.0366
2046-11-01 | 0.4901 | -1.6753 | -7.768 | -2.5909 | -0.2441 | -8.6805 | 0.066206 | -4.6824 | -25.0849
2046-12-01 | 0.49017 | -1.6813 | -7.7182 | -2.6059 | -0.24608 | -8.7121 | 0.066206 | -4.7394 | -25.1466
2047-01-01 | 0.49239 | -1.6819 | -7.6866 | -2.5991 | -0.24781 | -8.7414 | 0.066206 | -4.729 | -25.1273
2047-02-01 | 0.49747 | -1.6935 | -7.7429 | -2.5931 | -0.24769 | -8.7674 | 0.066206 | -4.7431 | -25.2241
2047-03-01 | 0.49895 | -1.7107 | -7.6899 | -2.6314 | -0.24679 | -8.7957 | 0.066206 | -4.7348 | -25.2441
2047-04-01 | 0.50055 | -1.7333 | -7.7468 | -2.6593 | -0.24614 | -8.8113 | 0.066206 | -4.7926 | -25.4227
2047-05-01 | 0.50068 | -1.7367 | -7.769 | -2.7008 | -0.24682 | -8.8418 | 0.066206 | -4.8339 | -25.5621
2047-06-01 | 0.50078 | -1.7444 | -7.8742 | -2.7288 | -0.24869 | -8.8722 | 0.066206 | -4.8787 | -25.78
2047-07-01 | 0.50085 | -1.7488 | -8.0097 | -2.7322 | -0.25065 | -8.9024 | 0.066206 | -4.8822 | -25.959
2047-08-01 | 0.50088 | -1.7559 | -8.0971 | -2.7333 | -0.2527 | -8.9324 | 0.066206 | -4.8784 | -26.0828
2047-09-01 | 0.50088 | -1.7559 | -8.1263 | -2.7333 | -0.25474 | -8.954 | 0.066206 | -4.8715 | -26.1287
2047-10-01 | 0.50104 | -1.756 | -8.0914 | -2.7333 | -0.25672 | -8.9595 | 0.066206 | -4.8644 | -26.094
2047-11-01 | 0.50205 | -1.7603 | -8.0691 | -2.7288 | -0.25787 | -8.9848 | 0.066206 | -4.9337 | -26.1663
2047-12-01 | 0.50324 | -1.7629 | -8.0288 | -2.7341 | -0.25807 | -9.013 | 0.066401 | -4.9466 | -26.1739
2048-01-01 | 0.50443 | -1.7712 | -7.9887 | -2.7405 | -0.25808 | -9.0406 | 0.066401 | -4.9655 | -26.1937
2048-02-01 | 0.50568 | -1.7712 | -7.9375 | -2.7385 | -0.25794 | -9.0684 | 0.067254 | -4.9596 | -26.1601
2048-03-01 | 0.50634 | -1.7713 | -7.9702 | -2.7381 | -0.25854 | -9.0974 | 0.067342 | -4.9525 | -26.2143
2048-04-01 | 0.5065 | -1.7941 | -8.0781 | -2.8039 | -0.26026 | -9.127 | 0.067342 | -5.0164 | -26.5058
2048-05-01 | 0.50874 | -1.8169 | -8.0567 | -2.8804 | -0.26204 | -9.1563 | 0.067342 | -5.0491 | -26.6453
2048-06-01 | 0.50893 | -1.8209 | -8.1771 | -2.8927 | -0.26392 | -9.1853 | 0.067342 | -5.0961 | -26.8597
2048-07-01 | 0.509 | -1.8255 | -8.2761 | -2.8948 | -0.26587 | -9.2143 | 0.067342 | -5.0956 | -26.9959
2048-08-01 | 0.50902 | -1.8325 | -8.348 | -2.8959 | -0.26793 | -9.2432 | 0.067342 | -5.0919 | -27.103
2048-09-01 | 0.50902 | -1.8325 | -8.4007 | -2.8959 | -0.26999 | -9.2718 | 0.067342 | -5.0854 | -27.18
2048-10-01 | 0.50903 | -1.8326 | -8.4114 | -2.895 | -0.27195 | -9.2802 | 0.067342 | -5.082 | -27.1968
2048-11-01 | 0.5091 | -1.8361 | -8.4076 | -2.9071 | -0.2739 | -9.3085 | 0.067342 | -5.1549 | -27.3117
2048-12-01 | 0.5091 | -1.8361 | -8.4451 | -2.924 | -0.27579 | -9.3368 | 0.067342 | -5.1887 | -27.4301
2049-01-01 | 0.5195 | -1.8362 | -8.43 | -2.9155 | -0.27727 | -9.3595 | 0.067342 | -5.1824 | -27.4139
2049-02-01 | 0.52063 | -1.8493 | -8.4404 | -2.9126 | -0.27778 | -9.3845 | 0.067342 | -5.2029 | -27.4795
2049-03-01 | 0.52096 | -1.8494 | -8.5205 | -2.9272 | -0.27834 | -9.4118 | 0.067709 | -5.2166 | -27.6151
2049-04-01 | 0.52142 | -1.8722 | -8.6104 | -2.9873 | -0.27985 | -9.4394 | 0.067709 | -5.279 | -27.879
2049-05-01 | 0.5216 | -1.8758 | -8.6046 | -3.059 | -0.28172 | -9.467 | 0.067709 | -5.3193 | -28.0181
2049-06-01 | 0.52165 | -1.8798 | -8.6777 | -3.0876 | -0.28379 | -9.4944 | 0.067709 | -5.3656 | -28.1994
2049-07-01 | 0.52165 | -1.8878 | -8.8127 | -3.0909 | -0.2858 | -9.5216 | 0.067709 | -5.3654 | -28.3749
2049-08-01 | 0.52165 | -1.8952 | -8.9598 | -3.092 | -0.28787 | -9.5486 | 0.067709 | -5.3718 | -28.5659
2049-09-01 | 0.52165 | -1.8952 | -9.0262 | -3.092 | -0.28992 | -9.5755 | 0.067709 | -5.3721 | -28.6615
2049-10-01 | 0.52192 | -1.8953 | -9.0068 | -3.0919 | -0.29185 | -9.5811 | 0.067709 | -5.3704 | -28.6477
2049-11-01 | 0.52193 | -1.9015 | -9.0047 | -3.1059 | -0.29387 | -9.6078 | 0.067709 | -5.4626 | -28.7867
2049-12-01 | 0.52254 | -1.9047 | -9.0241 | -3.1269 | -0.29585 | -9.6343 | 0.06819 | -5.4539 | -28.849
2050-01-01 | 0.5284 | -1.9128 | -9.0146 | -3.1198 | -0.29685 | -9.6537 | 0.06819 | -5.4447 | -28.8459
2050-02-01 | 0.52878 | -1.9255 | -9.0392 | -3.1318 | -0.29727 | -9.6792 | 0.06819 | -5.4344 | -28.9104
2050-03-01 | 0.52955 | -1.9433 | -9.1395 | -3.1774 | -0.29842 | -9.7044 | 0.06819 | -5.4899 | -29.1552
2050-04-01 | 0.53805 | -1.9661 | -9.1994 | -3.1737 | -0.29752 | -9.7146 | 0.06819 | -5.4631 | -29.2082
2050-05-01 | 0.53907 | -1.9698 | -9.2917 | -3.1754 | -0.29629 | -9.7379 | 0.06819 | -5.4919 | -29.3557
2050-06-01 | 0.53922 | -1.9771 | -9.3626 | -3.1993 | -0.29753 | -9.7625 | 0.06819 | -5.5371 | -29.5287
2050-07-01 | 0.5393 | -1.9815 | -9.5185 | -3.2033 | -0.29946 | -9.7874 | 0.06819 | -5.5405 | -29.7232
2050-08-01 | 0.53932 | -1.9889 | -9.5863 | -3.2044 | -0.30156 | -9.8121 | 0.06819 | -5.5368 | -29.8224
2050-09-01 | 0.53936 | -1.9889 | -9.6452 | -3.2043 | -0.30364 | -9.8374 | 0.06819 | -5.5295 | -29.9014
2050-10-01 | 0.53936 | -1.9889 | -9.6112 | -3.2032 | -0.30565 | -9.8423 | 0.06819 | -5.5225 | -29.8663
2050-11-01 | 0.53943 | -1.9924 | -9.575 | -3.2038 | -0.30773 | -9.8673 | 0.068249 | -5.5949 | -29.9335
2050-12-01 | 0.54295 | -1.9925 | -9.5296 | -3.2095 | -0.30959 | -9.8892 | 0.068904 | -5.5832 | -29.9017
2051-01-01 | 0.54949 | -1.9992 | -9.4941 | -3.205 | -0.31102 | -9.9105 | 0.068904 | -5.5851 | -29.8866
2051-02-01 | 0.55359 | -2.0138 | -9.4839 | -3.2232 | -0.31187 | -9.9332 | 0.068904 | -5.5686 | -29.912
2051-03-01 | 0.55762 | -2.0138 | -9.3472 | -3.218 | -0.31225 | -9.9252 | 0.070973 | -5.5347 | -29.7226
2051-04-01 | 0.56209 | -2.0329 | -9.4347 | -3.2378 | -0.31165 | -9.9401 | 0.070973 | -5.5798 | -29.9039
2051-05-01 | 0.56383 | -2.0364 | -9.4455 | -3.2332 | -0.30887 | -9.9382 | 0.070973 | -5.6063 | -29.9338
2051-06-01 | 0.56449 | -2.0441 | -9.5267 | -3.2316 | -0.30614 | -9.9589 | 0.070973 | -5.6482 | -30.0802
2051-07-01 | 0.56492 | -2.0483 | -9.6891 | -3.2282 | -0.3045 | -9.9803 | 0.070973 | -5.6501 | -30.2647
2051-08-01 | 0.56506 | -2.0556 | -9.7541 | -3.2269 | -0.30413 | -10.0032 | 0.070973 | -5.6461 | -30.354
Sum | 104.291 | -374.229 | -1981.51 | -600.226 | -61.0014 | -2022.12 | 14.1688 | -1138.53 | -6059.15

## GP Irrigation
Transmission Link Flow
Scenario: Reference CC, All months (12)
Cubic Meter
| "Transmission Link from Anti Atlas GW to I_PMH Anti Atlas Ighrem" | "Transmission Link from Chtouka GW to I_Modern Prive Chtouka" | "Transmission Link from Chtouka GW to I_Modern Public Massa" | "Transmission Link from Chtouka GW to I_Moderne Prive Massa" | "Transmission Link from Chtouka GW to I_Oughzifen" | "Transmission Link from Haut Montagne Souss GW to I_PMH Montagne Souss" | "Transmission Link from Haut Montagne Souss GW to I_PMH Taliouine Tifnoute" | "Transmission Link from Souss GW to I_El Guerdane" | "Transmission Link from Souss GW to I_Moderne Prive Souss" | "Transmission Link from Souss GW to I_Moderne Public Issen" | "Transmission Link from Souss GW to I_Moderne Public Souss Amont" | "Transmission Link from Souss GW to I_Traditional Rehabilite du Souss Perimetre D" | "Transmission Link from Souss GW to I_Traditionnel non Rehabilite 2eme" | "Transmission Link from Souss GW to I_Traditionnel rehabilite du Souss 1ere" | "Transmission Link from Souss GW to I_Traditionnel Rehabilite Souss Amont" | "Transmission Link from Tiznit GW to I_PMH de Tiznit" | Sum
2018-09-01 | 0 | 0 | 6.8824 | 0 | 0 | 0 | 0 | 0 | 0 | 70.7215 | 1810382 | 0 | 0 | 0 | 926464 | 0 | 2736924
2018-10-01 | 415641 | 1878205 | 2.7405 | 659498 | 10679.4 | 0 | 1692532 | 0 | 8193466 | 3.8203 | 2748391 | 171458 | 0 | 967635 | 959218 | 665741 | 18362470
2018-11-01 | 0 | 0 | 258143 | 2928611 | 38123.4 | 0 | 0 | 90.1845 | 6486795 | 0 | 3118532 | 1392234 | 1641541 | 8906933 | 1648019 | 6106247 | 32525269
2018-12-01 | 0 | 1830590 | 10.4263 | 1080580 | 10029.6 | 0 | 0 | 0 | 7593090 | 0 | 4872703 | 1059386 | 419829 | 6280984 | 571064 | 0 | 23718266
2019-01-01 | 0 | 0 | 0 | 0 | 0 | 0 | 0 | 0 | 0 | 0 | 45182.8 | 0 | 0 | 0 | 105260 | 0 | 150443
2019-02-01 | 0 | 0 | 0 | 6694722 | 111808 | 0 | 0 | 0 | 13529774 | 0 | 2775891 | 0 | 0 | 0 | 11956.9 | 1676233 | 24800384
2019-03-01 | 4582124 | 12515090 | 2194909 | 2182355 | 30434.5 | 5554126 | 18531708 | 13.383 | 51479614 | 15.4136 | 7501129 | 1720 | 0 | 0 | 3716 | 3652044 | 108228998
2019-04-01 | 835052 | 2646853 | 2881268 | 2070749 | 80879.9 | 6078804 | 125951 | 113.66 | 54071917 | 14.4156 | 4934449 | 4349.42 | 0 | 0 | 8030.3 | 4014869 | 77753299
2019-05-01 | 955832 | 5620241 | 3850455 | 10231562 | 64442.3 | 10224323 | 447876 | 20.2183 | 27365618 | 27.6536 | 6151375 | 1798446 | 6989043 | 11324875 | 4759311 | 4396005 | 94179451
2019-06-01 | 1748669 | 3066284 | 7129603 | 4615470 | 91710.1 | 428656 | 690871 | 28.1614 | 18912592 | 5.3888 | 3368348 | 116656 | 260168 | 771507 | 1219959 | 586114 | 43006641
2019-07-01 | 867015 | 4793398 | 4620108 | 7760002 | 103836 | 215218 | 227174 | 1779924 | 30019602 | 9.9545 | 1743255 | 59068.6 | 0 | 1152115 | 30198.5 | 0 | 53370925
2019-08-01 | 0 | 2255642 | 5995373 | 3335926 | 27924.8 | 0 | 0 | 4556177 | 20938629 | 5.9107 | 2626138 | 0 | 0 | 0 | 15045.3 | 0 | 39750860
2019-09-01 | 0 | 0 | 20.4497 | 0 | 0 | 0 | 0 | 0 | 7566769 | 0 | 4800702 | 0 | 0 | 0 | 2012936 | 0 | 14380427
2019-10-01 | 1007447 | 3294097 | 674886 | 2675981 | 38469 | 48.5786 | 8.7679 | 43.4065 | 15874375 | 41.3805 | 5562681 | 2508917 | 13183110 | 17007276 | 3394314 | 1076036 | 66297732
2019-11-01 | 1665073 | 3381718 | 85.4661 | 3999985 | 60746.5 | 5083355 | 7955568 | 6.3092 | 25348860 | 68.889 | 2364936 | 2178440 | 8001015 | 15479274 | 1799261 | 6587583 | 83905976
2019-12-01 | 244795 | 5278721 | 1461430 | 1043380 | 9910.48 | 0 | 0 | 95.43 | 50079386 | 15.7101 | 5815111 | 526939 | 2143611 | 114708 | 274640 | 1108358 | 68101101
2020-01-01 | 3259354 | 6822592 | 1999231 | 6221286 | 91104.4 | 0 | 13684071 | 65.1947 | 39550467 | 70.4815 | 5844812 | 176224 | 6579855 | 462235 | 1889058 | 3058814 | 89639239
2020-02-01 | 0 | 0 | 0 | 4171231 | 62468.1 | 0 | 0 | 0 | 5921490 | 33.7292 | 1435979 | 1095993 | 0 | 6849258 | 230250 | 0 | 19766704
2020-03-01 | 5461177 | 12608887 | 2564810 | 2409906 | 57967.3 | 0 | 0 | 0 | 52587282 | 0 | 6361025 | 309.171 | 0 | 0 | 5891.5 | 0 | 82057253
2020-04-01 | 71715.5 | 2630222 | 1973521 | 2459507 | 32893 | 8129181 | 47661.1 | 58.6258 | 14181183 | 67.5972 | 3596090 | 1296174 | 0 | 7347150 | 4349367 | 152841 | 46267631
2020-05-01 | 1747289 | 5708783 | 6677624 | 9971787 | 89945.5 | 6209557 | 467749 | 49.1152 | 25304209 | 13.7077 | 8485372 | 1195067 | 6831710 | 7999375 | 3535954 | 4325077 | 88549561
2020-06-01 | 957234 | 5817856 | 6012218 | 6595708 | 134945 | 424450 | 681836 | 18.5368 | 32639441 | 5.7892 | 5713420 | 174298 | 992756 | 1131980 | 282808 | 577925 | 62136899
2020-07-01 | 1786035 | 4824490 | 7761832 | 7675397 | 89879.5 | 211872 | 219102 | 79.4069 | 42634162 | 68.072 | 1159824 | 60802.8 | 635704 | 1156460 | 54740.3 | 299874 | 68570320
2020-08-01 | 0 | 2141617 | 6927957 | 3363956 | 39805.7 | 0 | 0 | 90.8468 | 16994972 | 7.0144 | 3955345 | 0 | 0 | 0 | 0 | 0 | 33423751
2020-09-01 | 0 | 0 | 727859 | 0 | 0 | 0 | 0 | 0 | 7580316 | 24.9267 | 1838153 | 0 | 0 | 0 | 988559 | 0 | 11134911
2020-10-01 | 415999 | 865332 | 59.3743 | 91.2055 | 10785.2 | 0.1967 | 1101267 | 11.368 | 14052454 | 5.6385 | 3284416 | 2432909 | 11884290 | 19850939 | 3182972 | 4579828 | 61661358
2020-11-01 | 1071631 | 4451998 | 72.321 | 46.1558 | 51785.9 | 66.2644 | 2452314 | 37.4054 | 21969197 | 62.4301 | 3807976 | 1174093 | 4548493 | 9206487 | 10061.6 | 1288954 | 50033276
2020-12-01 | 0 | 0 | 25.1953 | 89.7633 | 46377 | 2.897 | 8444457 | 34.1961 | 43895533 | 81.4291 | 8385547 | 860319 | 4773150 | 0 | 1010148 | 4611773 | 72027538
2021-01-01 | 2625635 | 8818322 | 4702821 | 1544080 | 89138.1 | 6242188 | 658872 | 6380384 | 47280960 | 32.6352 | 3758042 | 100109 | 415835 | 674310 | 294460 | 1942748 | 85527937
2021-02-01 | 0 | 0 | 0 | 1217418 | 34400.3 | 0 | 10974940 | 251.143 | 13475815 | 13.9094 | 1663280 | 1232671 | 2780634 | 8719496 | 2864230 | 0 | 42963149
2021-03-01 | 5429162 | 11962735 | 2619585 | 24.6719 | 85397.7 | 6478028 | 18679915 | 11121245 | 39319139 | 11.0154 | 8441538 | 1553.02 | 0 | 9949.26 | 1954.8 | 6063961 | 110214200
2021-04-01 | 5425753 | 3785434 | 3765912 | 78.9363 | 96716.4 | 16153600 | 117515 | 7032090 | 44130715 | 34.757 | 7750156 | 1579.94 | 13 | 9238.38 | 2234 | 4002828 | 92273899
2021-05-01 | 969357 | 3248414 | 7371512 | 4293531 | 77886.1 | 4202701 | 399964 | 4406846 | 32209773 | 50.963 | 8405177 | 889284 | 5011796 | 5655200 | 2311100 | 4364231 | 83816824
2021-06-01 | 1059421 | 5443483 | 9854841 | 3508052 | 96551.1 | 640808 | 686721 | 8354092 | 29231117 | 80.2041 | 5507401 | 200559 | 1497401 | 1747842 | 2637538 | 881734 | 71347642
2021-07-01 | 1657951 | 4918251 | 5312130 | 3371100 | 104178 | 210526 | 224319 | 10763177 | 33764274 | 7.0052 | 1604011 | 58758.2 | 310009 | 750645 | 30476.5 | 0 | 63079812
2021-08-01 | 0 | 1011138 | 5667211 | 41.6725 | 39364.6 | 0 | 0 | 1634086 | 21020554 | 586962 | 2623214 | 0 | 0 | 0 | 0 | 0 | 32582571
2021-09-01 | 0 | 0 | 88.6911 | 0 | 0 | 0 | 0 | 0 | 3817313 | 2029896 | 3132287 | 0 | 0 | 0 | 901765 | 0 | 9881350
2021-10-01 | 424704 | 0 | 20.5886 | 6.3724 | 14096.2 | 663932 | 1856176 | 1107561 | 9889179 | 2813378 | 1954228 | 2120284 | 2655850 | 14013154 | 1865239 | 1856923 | 41234732
2021-11-01 | 0 | 1286195 | 25.3928 | 30.5924 | 51039.7 | 0 | 0 | 3177389 | 17523077 | 1047021 | 1430427 | 1432102 | 7785105 | 9233253 | 106014 | 6989102 | 50060780
2021-12-01 | 0 | 0 | 17.4837 | 52.097 | 0 | 0 | 0 | 0 | 3744330 | 8.9048 | 300484 | 0 | 0 | 0 | 47137.7 | 0 | 4092030
2022-01-01 | 0 | 0 | 0 | 0 | 22363.7 | 0 | 0 | 0 | 29624841 | 9.9315 | 337877 | 0 | 0 | 0 | 53985.3 | 0 | 30039077
2022-02-01 | 0 | 10954855 | 88.6774 | 3081866 | 74982.3 | 0 | 493718 | 0 | 23075803 | 23.7375 | 3269596 | 102111 | 0 | 0 | 331192 | 0 | 41384236
2022-03-01 | 26044.5 | 10601377 | 2853474 | 71.9431 | 57532.9 | 0.96557 | 0 | 9.2146 | 51079486 | 56.2475 | 6311687 | 775714 | 0 | 0 | 728140 | 4745116 | 77178710
2022-04-01 | 5403584 | 21907 | 2976233 | 45.686 | 66095.6 | 0 | 0 | 0 | 14210892 | 55.4164 | 3882784 | 1131844 | 6452148 | 13773108 | 3607278 | 3550619 | 55076593
2022-05-01 | 956160 | 6050775 | 3684816 | 6723852 | 116635 | 0 | 0 | 0 | 29514617 | 1.4271 | 7085610 | 1217950 | 844767 | 0 | 2538608 | 4436821 | 63170610
2022-06-01 | 968287 | 3041226 | 7747438 | 423849 | 107151 | 197893 | 679411 | 6.7035 | 19782582 | 8.9815 | 5476470 | 177676 | 817385 | 779260 | 1230488 | 597716 | 42026847
2022-07-01 | 1654218 | 7065139 | 6455037 | 3920824 | 88360.1 | 2.4252 | 214794 | 300.644 | 42880875 | 5.8473 | 3004594 | 62385.6 | 330875 | 1188241 | 40813.7 | 311334 | 67217800
2022-08-01 | 0 | 0 | 7492582 | 10.1142 | 39906.5 | 0 | 0 | 0.99023 | 21052019 | 53.9026 | 2645604 | 0 | 0 | 0 | 14811.1 | 0 | 31244987
2022-09-01 | 0 | 0 | 29.408 | 0 | 0 | 0 | 0 | 0 | 3838097 | 21.9043 | 1993103 | 0 | 0 | 0 | 2003076 | 0 | 7834328
2022-10-01 | 422049 | 0 | 4.6897 | 72.6872 | 15372.1 | 1288106 | 3617160 | 92.2809 | 12227449 | 81.54 | 3312793 | 1265447 | 8035255 | 9284256 | 1271052 | 2626655 | 43365845
2022-11-01 | 587740 | 0 | 4.3379 | 82.5263 | 8106.26 | 0.405 | 2812816 | 8.3295 | 6066693 | 99.1244 | 4191964 | 18264.9 | 0 | 0 | 828656 | 0 | 14514434
2022-12-01 | 0 | 0 | 1134495 | 21.0946 | 57670.4 | 0 | 0 | 3.1101 | 20033343 | 0.21041 | 293409 | 0 | 0 | 0 | 52488.6 | 1447496 | 23018926
2023-01-01 | 0 | 0 | 28.4496 | 698569 | 57245.4 | 0 | 0 | 0.3947 | 18550395 | 3565058 | 625538 | 0 | 0 | 0 | 154986 | 3769321 | 27421140
2023-02-01 | 0 | 10870033 | 760803 | 573795 | 74760.2 | 0 | 0 | 39.717 | 43684086 | 51.1614 | 3775163 | 1164359 | 0 | 0 | 1109479 | 2635428 | 64647996
2023-03-01 | 4552799 | 11898077 | 3089115 | 24.7254 | 58833.2 | 1194226 | 18679767 | 14.0668 | 42025451 | 9280621 | 7550191 | 450.822 | 0 | 0 | 9077.8 | 3902869 | 102241517
2023-04-01 | 787974 | 1867769 | 3292924 | 82.9233 | 34913.6 | 5830041 | 175749 | 17.4462 | 53310512 | 3274684 | 2308367 | 2025.24 | 32.1 | 0 | 6755.1 | 4077838 | 74969683
2023-05-01 | 1040804 | 3217405 | 6509617 | 4150665 | 87692.2 | 10604615 | 442461 | 4195547 | 29579090 | 3477487 | 8474184 | 542411 | 5200648 | 5915759 | 1445500 | 4338615 | 89222502
2023-06-01 | 1785611 | 5275076 | 7437781 | 3133655 | 94263.7 | 420487 | 705279 | 7879977 | 32026923 | 3778958 | 5612867 | 220704 | 1602123 | 1800906 | 1938493 | 603239 | 74316342
2023-07-01 | 896339 | 7008318 | 6002847 | 3939035 | 129180 | 210940 | 230686 | 10992798 | 30312681 | 834297 | 1903616 | 118809 | 852849 | 769948 | 35351.1 | 291405 | 64529100
2023-08-01 | 0 | 0 | 7284236 | 58.7444 | 40068 | 0 | 0 | 4532855 | 24190996 | 544232 | 3972408 | 0 | 0 | 0 | 0 | 0 | 40564854
2023-09-01 | 0 | 0 | 93.6944 | 0 | 0 | 0 | 0 | 0 | 3751473 | 2531381 | 1891181 | 0 | 0 | 0 | 1225059 | 0 | 9399188
2023-10-01 | 829625 | 1486788 | 8.6619 | 21.1541 | 35724.8 | 670743 | 2294213 | 4250781 | 18210388 | 6032611 | 3667884 | 2581370 | 10053431 | 11319836 | 2681600 | 7262543 | 71377565
2023-11-01 | 0 | 1387724 | 5.0043 | 74.3258 | 37812.7 | 0.60971 | 0 | 28.2386 | 6037514 | 3.1246 | 3474800 | 2282645 | 1792067 | 15216776 | 1734163 | 0 | 31963614
2023-12-01 | 0 | 0 | 65.4953 | 0.058389 | 46495.3 | 0 | 0 | 62.1257 | 35345644 | 5.9394 | 5710273 | 51669.5 | 5943289 | 9495826 | 752487 | 3142405 | 60488223
2024-01-01 | 3447937 | 2062856 | 63.2162 | 178956 | 57535.8 | 5098333 | 645082 | 527.824 | 32935096 | 53.1255 | 1830778 | 86610 | 444358 | 532752 | 1471913 | 0 | 48792851
2024-02-01 | 0 | 8286139 | 1975910 | 2850496 | 80231.5 | 9705864 | 16491621 | 7.8 | 52805705 | 0 | 6129224 | 6364.83 | 54.4 | 0 | 7505.4 | 6283113 | 104622235
2024-03-01 | 5386097 | 13872058 | 2834977 | 77.812 | 88718.3 | 1285541 | 18792574 | 10052630 | 42496505 | 0 | 6246343 | 4968 | 0 | 0 | 10075 | 6559449 | 107630013
2024-04-01 | 0 | 1475528 | 3218297 | 37.1742 | 67800.2 | 5903577 | 0 | 2512770 | 14256829 | 37.1832 | 4943170 | 1556050 | 7833985 | 8193903 | 3917491 | 3861296 | 57740769
2024-05-01 | 1854908 | 3280446 | 4232403 | 4995075 | 93646.1 | 4195609 | 643077 | 7469476 | 27238467 | 6074178 | 6388002 | 713016 | 4139560 | 4687800 | 2087463 | 4400527 | 82493651
2024-06-01 | 960682 | 5666419 | 9121564 | 2554723 | 122451 | 643955 | 658946 | 8744747 | 32921933 | 970547 | 5709368 | 212486 | 1498616 | 1798642 | 1345618 | 600754 | 73531450
2024-07-01 | 1683077 | 7056429 | 5686290 | 4042741 | 104281 | 208551 | 233979 | 7679401 | 39321175 | 945244 | 2030547 | 115100 | 808626 | 747276 | 39489.6 | 312610 | 71014817
2024-08-01 | 0 | 0 | 9047269 | 47.6562 | 39217.4 | 0 | 0 | 4613819 | 20152157 | 738154 | 4032028 | 0 | 0 | 0 | 0 | 0 | 38622693
2024-09-01 | 0 | 0 | 66.7086 | 0 | 0 | 0 | 0 | 0 | 7767742 | 4851396 | 1840178 | 0 | 0 | 0 | 2064340 | 0 | 16523722
2024-10-01 | 1294077 | 2000485 | 18.3646 | 88.3734 | 29056.7 | 3327041 | 3537460 | 4741549 | 19393721 | 3685790 | 7603881 | 1857012 | 9198840 | 10579861 | 1706800 | 1920675 | 70876357
2024-11-01 | 1107513 | 3682318 | 81.4142 | 31.7315 | 47970.2 | 17.4686 | 0 | 17.6064 | 39728789 | 18.2134 | 6340688 | 1759053 | 500 | 9961000 | 1055100 | 5737475 | 69420572
2024-12-01 | 0 | 2739504 | 605989 | 90.6017 | 57588.8 | 0 | 6109191 | 0 | 0 | 0.96347 | 1703014 | 3029834 | 7395042 | 18180686 | 1303939 | 0 | 41124879
2025-01-01 | 0 | 0 | 2418153 | 42.3577 | 35047 | 0 | 0 | 0 | 48634841 | 0 | 1897437 | 0 | 0 | 0 | 1411968 | 0 | 54397488
2025-02-01 | 3991890 | 10938570 | 0 | 2037647 | 96291.9 | 0 | 0 | 0 | 39409691 | 0 | 4881967 | 105894 | 0 | 0 | 1097415 | 5397603 | 67956968
2025-03-01 | 13110.5 | 0 | 56.4749 | 65.6862 | 3195.72 | 90.8407 | 18728954 | 0.72957 | 3785214 | 2.1955 | 1504915 | 1069708 | 0 | 37069.3 | 264611 | 38371 | 25445364
2025-04-01 | 838416 | 13854904 | 2418688 | 68.3688 | 83414.6 | 92.8593 | 0 | 34.9788 | 53104033 | 0 | 5727997 | 6569.68 | 0 | 0 | 6532.4 | 6657996 | 82698747
2025-05-01 | 985920 | 3241088 | 4484045 | 5123111 | 71704.4 | 9354090 | 0 | 40.128 | 25293861 | 68.059 | 8490044 | 1935337 | 6007155 | 13827000 | 3252300 | 4256102 | 86321864
2025-06-01 | 1862384 | 5894577 | 9202314 | 2778526 | 148629 | 426128 | 674535 | 512.823 | 31585860 | 60.7996 | 3697354 | 191873 | 1273807 | 1551596 | 1673410 | 601913 | 61563480
2025-07-01 | 897138 | 4872949 | 7448549 | 3675166 | 102656 | 436864 | 236195 | 0.92355 | 33751860 | 0.26694 | 1911185 | 114472 | 841727 | 789382 | 35158.3 | 288745 | 55402046
2025-08-01 | 0 | 1350560 | 6272690 | 99.6609 | 39627.6 | 0 | 0 | 92.9628 | 16736995 | 6.9809 | 2586694 | 0 | 0 | 0 | 0 | 0 | 26986766
2025-09-01 | 0 | 0 | 444432 | 0 | 0 | 0 | 0 | 0 | 7624089 | 65.8076 | 3118946 | 0 | 0 | 0 | 1010086 | 0 | 12197619
2025-10-01 | 429131 | 0 | 4.7429 | 29.8802 | 14061.6 | 637231 | 1778015 | 1094188 | 8092782 | 85.1194 | 3492962 | 1118438 | 722894 | 4090454 | 1832468 | 5115703 | 28418447
2025-11-01 | 1795003 | 1351999 | 87.5528 | 34.4134 | 53219.1 | 64.7435 | 0.66851 | 24.6451 | 36906516 | 39.2939 | 7438881 | 1105174 | 5327438 | 6548782 | 1483827 | 1772073 | 63783165
2025-12-01 | 0 | 5463690 | 21.9814 | 357127 | 62797.6 | 0 | 0 | 45.8934 | 23446231 | 13.661 | 1439382 | 1608967 | 10454631 | 10874363 | 1155291 | 4574178 | 59436737
2026-01-01 | 3310396 | 9695912 | 4668919 | 2731147 | 61643.8 | 0 | 0 | 485169 | 46954787 | 39.974 | 5848664 | 369130 | 1712685 | 2448222 | 952030 | 0 | 79238745
2026-02-01 | 0 | 0 | 1711800 | 525455 | 85259.6 | 0 | 0 | 56.0694 | 58091087 | 0 | 355747 | 204350 | 0 | 0 | 238730 | 0 | 61212485
2026-03-01 | 4632527 | 10944492 | 3013397 | 41.1736 | 85281.1 | 564197 | 30924.6 | 3378288 | 47765495 | 10.1395 | 7603631 | 1954.38 | 0 | 10049 | 3455.8 | 445267 | 78479011
2026-04-01 | 858549 | 5027073 | 3784891 | 2112431 | 55908.1 | 6166060 | 135325 | 6626625 | 14026602 | 76.5185 | 2550316 | 2749511 | 394497 | 16092665 | 4315333 | 3689443 | 68585307
2026-05-01 | 962067 | 3613124 | 3430865 | 2957317 | 98684.1 | 10222299 | 422505 | 7408661 | 27100357 | 4.9185 | 8477103 | 967337 | 5906853 | 6189100 | 2682500 | 4302183 | 84740960
2026-06-01 | 985064 | 5333744 | 6771983 | 6515235 | 97518.7 | 1.3234 | 417808 | 41.4736 | 29768903 | 77.2847 | 5548166 | 182153 | 910666 | 1174310 | 1299612 | 586952 | 59592235
2026-07-01 | 1676431 | 4806976 | 7637571 | 938264 | 113560 | 211417 | 220591 | 1888576 | 34428192 | 89174.1 | 3156848 | 59470.5 | 407621 | 1186900 | 39450 | 293852 | 57154894
2026-08-01 | 0 | 1576135 | 10067018 | 46.2669 | 39689 | 0 | 0 | 3729742 | 20672646 | 989281 | 2667652 | 0 | 0 | 0 | 0 | 0 | 39742209
2026-09-01 | 0 | 0 | 9.74 | 0 | 0 | 0 | 0 | 0 | 7595275 | 2300318 | 3668122 | 0 | 0 | 0 | 1821324 | 0 | 15385049
2026-10-01 | 833250 | 509806 | 20.1356 | 75.7118 | 42243.4 | 684807 | 3592122 | 3556409 | 17534598 | 5321537 | 5010831 | 2833506 | 11638790 | 10026514 | 2769500 | 2290087 | 66644097
2026-11-01 | 1360489 | 3748145 | 1386301 | 590962 | 53085.8 | 9898452 | 7453003 | 2121004 | 37837568 | 2191958 | 8376517 | 291259 | 3953921 | 3515062 | 479250 | 6498693 | 89755670
2026-12-01 | 618407 | 5000586 | 19.7224 | 38.1421 | 49808.5 | 0 | 8167878 | 9379880 | 31047535 | 3838156 | 2472591 | 832008 | 4947426 | 5644400 | 532480 | 1075059 | 73606271
2027-01-01 | 0 | 7377932 | 234296 | 952216 | 58892.3 | 0 | 0 | 0 | 35420506 | 5052929 | 3712626 | 901492 | 5310075 | 5871468 | 2466300 | 3313962 | 70672697
2027-02-01 | 0 | 642940 | 72.5834 | 99.0577 | 62623.8 | 0 | 0 | 380.454 | 56162166 | 48.5805 | 177125 | 0 | 0 | 0 | 69219.3 | 0 | 57114675
2027-03-01 | 4655129 | 13173016 | 3285222 | 1114074 | 58286 | 16.3283 | 18669269 | 82.443 | 44399006 | 6577104 | 7750407 | 3080.07 | 0 | 0 | 5726.3 | 3724187 | 103414606
2027-04-01 | 812085 | 2638265 | 3253250 | 802388 | 81155.5 | 15570012 | 79542.1 | 25.8126 | 14141654 | 8657945 | 8394359 | 2022933 | 10562378 | 11771293 | 3223921 | 6665621 | 88676826
2027-05-01 | 966419 | 3302923 | 4108305 | 4047063 | 81201.4 | 4328013 | 639068 | 3494836 | 29076831 | 3613953 | 5432258 | 1042595 | 6291449 | 6740662 | 3008000 | 523542 | 76697117
2027-06-01 | 1757479 | 5385611 | 8881373 | 1524807 | 147003 | 439168 | 666967 | 11445856 | 27765147 | 3780742 | 5654096 | 176780 | 1292831 | 1137905 | 1369610 | 583974 | 72009348
2027-07-01 | 865319 | 7111847 | 7512268 | 4448412 | 88594.2 | 215922 | 236780 | 8111856 | 43401305 | 771463 | 2992483 | 60780.9 | 400210 | 1162755 | 34371 | 293142 | 77707507
2027-08-01 | 788937 | 1574084 | 9014992 | 72.9219 | 68634 | 0 | 0 | 3931642 | 24596055 | 1200578 | 2641156 | 0 | 0 | 0 | 0 | 0 | 43816150
2027-09-01 | 0 | 0 | 15.2073 | 0 | 0 | 0 | 0 | 0 | 3774361 | 1820873 | 1991329 | 0 | 0 | 0 | 2013201 | 0 | 9599778
2027-10-01 | 836232 | 1660860 | 1046472 | 10.5506 | 37651.5 | 66.9521 | 40.9257 | 75.0311 | 15743376 | 42.5751 | 6186212 | 3291483 | 6516283 | 18204252 | 2954370 | 4205789 | 60683216
2027-11-01 | 681384 | 1449674 | 55.4919 | 91.8789 | 58600.1 | 0.87819 | 2644168 | 99.0091 | 19343734 | 1.4828 | 2414415 | 1405052 | 13825217 | 9095000 | 1657719 | 2239810 | 54815021
2027-12-01 | 0 | 3080656 | 1931584 | 99.4421 | 0 | 0 | 875154 | 46.0772 | 43299298 | 3071619 | 6207937 | 48083.1 | 0 | 0 | 656561 | 3759974 | 62931011
2028-01-01 | 2750000 | 9187736 | 1748372 | 2786902 | 98874.1 | 5741282 | 11675317 | 374186 | 49906704 | 4752826 | 3660695 | 686.235 | 2.1 | 3887.81 | 788.17 | 1336642 | 94024900
2028-02-01 | 4515552 | 0 | 39.5441 | 653724 | 0 | 79.8105 | 12013979 | 7.5795 | 0 | 9.6733 | 2235378 | 1417085 | 4483914 | 8503564 | 1603650 | 0 | 35426982
2028-03-01 | 783769 | 11190486 | 2616204 | 65.0888 | 85198.8 | 0 | 0 | 0 | 51027454 | 32.3675 | 7667101 | 1556.09 | 0 | 0 | 3630.8 | 0 | 73375498
2028-04-01 | 71715.5 | 1298722 | 1946764 | 49.0461 | 32944.4 | 8371147 | 18973131 | 65.3976 | 14432946 | 57.4058 | 2283561 | 1322794 | 115387 | 8384296 | 4313000 | 3896871 | 65443451
2028-05-01 | 1748664 | 5596090 | 5538548 | 5935032 | 80440.6 | 10065275 | 467890 | 57.1365 | 29643188 | 7.8066 | 9765407 | 918806 | 5354245 | 10357657 | 2659900 | 4354449 | 92485656
2028-06-01 | 980608 | 3486953 | 7008325 | 1968985 | 144711 | 424541 | 681845 | 89.188 | 25612388 | 3772401 | 2328114 | 199994 | 1393720 | 1285078 | 1327565 | 577929 | 51193245
2028-07-01 | 1786035 | 7032626 | 7760912 | 4425921 | 78192.4 | 211872 | 219102 | 837.036 | 33555664 | 772240 | 3355308 | 60802.8 | 830721 | 1164398 | 35517.6 | 299874 | 61590023
2028-08-01 | 0 | 0 | 6873212 | 60.181 | 39989 | 0 | 0 | 25.4639 | 24250616 | 689210 | 2554587 | 0 | 0 | 0 | 0 | 0 | 34407700
2028-09-01 | 0 | 0 | 724197 | 0 | 0 | 0 | 0 | 0 | 3747206 | 2718332 | 3677959 | 0 | 0 | 0 | 997142 | 0 | 11864836
2028-10-01 | 415999 | 1426757 | 41.3659 | 91.2055 | 31279 | 0.1967 | 1114987 | 8.4274 | 16892871 | 1912684 | 3056448 | 2738081 | 12080942 | 7447859 | 2369157 | 2218971 | 51706176
2028-11-01 | 1959469 | 1814014 | 20.898 | 149540 | 61738.7 | 81.2339 | 0 | 14.3172 | 28959291 | 6.0477 | 3609942 | 1251670 | 3219535 | 19846951 | 1818700 | 2408296 | 65099269
2028-12-01 | 2415945 | 5438924 | 3.0256 | 120848 | 44127.2 | 2472508 | 0 | 88.429 | 42012589 | 4833708 | 8074940 | 243833 | 3114164 | 0 | 384380 | 3296352 | 72452408
2029-01-01 | 0 | 9214337 | 4253776 | 95.102 | 85882 | 5977708 | 11477207 | 13478630 | 37958231 | 3157945 | 4023561 | 699.499 | 79.7 | 3488.9 | 1206.6 | 3872066 | 93504913
2029-02-01 | 4302239 | 0 | 4.7207 | 1814110 | 38637 | 1.8495 | 0 | 3.108 | 54745770 | 17.0772 | 2696332 | 293287 | 0 | 714400 | 343510 | 0 | 64948312
2029-03-01 | 5418502 | 12348380 | 3141480 | 7.0555 | 97721.8 | 4364728 | 17712326 | 997.539 | 50795583 | 20.0402 | 7737660 | 12686.6 | 0 | 81066.4 | 36066 | 6008495 | 107755720
2029-04-01 | 843620 | 4759648 | 3596487 | 23.7276 | 45361.3 | 16657923 | 18999412 | 7103250 | 24017718 | 3493724 | 7121002 | 1138740 | 6244573 | 7625100 | 1921448 | 3978272 | 107546301
2029-05-01 | 969357 | 3212723 | 7258087 | 4903869 | 88773.7 | 385469 | 399964 | 4407801 | 20052851 | 6557677 | 5093200 | 1401031 | 8118444 | 8809300 | 4180248 | 4302467 | 80141264
2029-06-01 | 1059421 | 5401297 | 9407543 | 6694468 | 82136.9 | 640808 | 686721 | 8451490 | 27801032 | 3942655 | 5627341 | 172738 | 1394901 | 1586020 | 1309840 | 881735 | 75140149
2029-07-01 | 1657951 | 4823097 | 5130443 | 1089466 | 104445 | 210526 | 224319 | 10963235 | 42526900 | 895412 | 1473518 | 58394.3 | 404489 | 750645 | 45431.1 | 0 | 70358271
2029-08-01 | 0 | 1642284 | 6101186 | 97.3396 | 39993.1 | 0 | 0 | 1634086 | 11311664 | 690665 | 2636716 | 0 | 0 | 0 | 0 | 0 | 24056691
2029-09-01 | 0 | 0 | 38.1594 | 0 | 0 | 0 | 0 | 0 | 3849102 | 2362403 | 3174158 | 0 | 0 | 0 | 885722 | 0 | 10271424
2029-10-01 | 424704 | 0 | 5.2705 | 6.3724 | 21599.4 | 663932 | 1860104 | 1131293 | 9954590 | 3320871 | 1969782 | 1055073 | 6742448 | 6794875 | 1896391 | 1335585 | 37171259
2029-11-01 | 0 | 0 | 75.361 | 42.3268 | 53555.4 | 0 | 0 | 3846858 | 25628993 | 1121752 | 1429989 | 1398887 | 8288773 | 9205946 | 80754.1 | 2965514 | 54021140
2029-12-01 | 0 | 0 | 94.703 | 24.1637 | 25911.6 | 0 | 0 | 0 | 5644084 | 3.4817 | 300484 | 0 | 0 | 0 | 47137.7 | 0 | 6017740
2030-01-01 | 0 | 0 | 0 | 80.8463 | 0 | 0 | 0 | 0 | 3625247 | 6.6647 | 309926 | 0 | 0 | 0 | 53985.3 | 0 | 3989245
2030-02-01 | 0 | 7611259 | 77.2844 | 51.4944 | 109461 | 0 | 448001 | 629.746 | 53904199 | 12.6317 | 3308040 | 99700.4 | 0 | 281556 | 1155306 | 1898424 | 68816719
2030-03-01 | 26044.5 | 8580431 | 2511974 | 41.1056 | 58754.9 | 0.96557 | 0 | 27.7138 | 52342602 | 0 | 6277135 | 4120.9 | 0 | 0 | 4623.3 | 4746643 | 74552399
2030-04-01 | 5403584 | 0 | 3009448 | 96.1221 | 27781.3 | 0 | 0 | 0 | 14183552 | 72.0721 | 3882468 | 2488352 | 5994159 | 14552995 | 3993767 | 3468487 | 57004763
2030-05-01 | 956160 | 6050275 | 3567089 | 504648 | 115355 | 0 | 0 | 0 | 29559544 | 85.3334 | 7114671 | 117772 | 929550 | 0 | 3563775 | 4421155 | 56900078
2030-06-01 | 968287 | 0 | 7906671 | 60.5123 | 106885 | 214253 | 680526 | 6.7035 | 15978771 | 51.9103 | 5447595 | 177676 | 875554 | 784582 | 238158 | 597718 | 33976796
2030-07-01 | 1654218 | 6337739 | 6736779 | 87.7185 | 89550.6 | 2.4252 | 214949 | 300.644 | 42770734 | 75.7562 | 3033659 | 62385.6 | 386458 | 1188241 | 40813.7 | 311334 | 62827329
2030-08-01 | 0 | 0 | 7502887 | 53.5007 | 67899.6 | 0 | 0 | 0.99023 | 24213662 | 8.1602 | 2646530 | 0 | 0 | 0 | 14811.1 | 0 | 34445853
2030-09-01 | 0 | 0 | 13.8826 | 0 | 0 | 0 | 0 | 0 | 3791080 | 83.0446 | 1994107 | 0 | 0 | 0 | 2029304 | 0 | 7814588
2030-10-01 | 422049 | 0 | 83.0115 | 72.6872 | 16072.7 | 1288171 | 3617161 | 44.3005 | 12220386 | 509531 | 4354105 | 2345156 | 8153654 | 9285744 | 2155687 | 2196014 | 46563931
2030-11-01 | 587740 | 0 | 4.831 | 88.4864 | 33899.3 | 0.405 | 2811475 | 8.3295 | 6037949 | 1569383 | 3100738 | 0 | 0 | 0 | 8985.45 | 218918 | 14369191
2030-12-01 | 0 | 0 | 971895 | 53.6312 | 10045.2 | 0 | 0 | 3.1101 | 20646607 | 348953 | 293409 | 0 | 0 | 0 | 52488.6 | 3737366 | 26060820
2031-01-01 | 0 | 0 | 85.8874 | 27.788 | 61599.5 | 0 | 0 | 0.3947 | 19127807 | 3995734 | 653516 | 0 | 0 | 0 | 154339 | 0 | 23993109
2031-02-01 | 0 | 7245833 | 1298775 | 49.7993 | 112144 | 0 | 0 | 394.377 | 40096123 | 45.553 | 6240938 | 1178673 | 0 | 0 | 1109479 | 5924375 | 63206829
2031-03-01 | 4552799 | 7211277 | 2742529 | 24.7254 | 85186.3 | 1329126 | 18684487 | 15.204 | 41749180 | 9238643 | 7598134 | 675.471 | 0 | 0 | 13340 | 2708434 | 95913851
2031-04-01 | 787974 | 0 | 3152906 | 11.5896 | 34955.5 | 6045980 | 179033 | 35.2262 | 52905548 | 3419712 | 2308623 | 997.419 | 64.6 | 7057.81 | 3110.9 | 4018667 | 72864676
2031-05-01 | 1040804 | 3162205 | 6526368 | 24.4525 | 76830.6 | 10604615 | 442461 | 4551087 | 29941552 | 3412495 | 8446444 | 499515 | 4853625 | 5511700 | 1339700 | 4418931 | 84828358
2031-06-01 | 1785611 | 1843276 | 7496685 | 95.7409 | 117119 | 420487 | 705279 | 7879977 | 32825947 | 4149088 | 5641950 | 222514 | 1648797 | 1812274 | 1948750 | 603272 | 69101123
2031-07-01 | 896339 | 6346118 | 6116256 | 25.2063 | 102467 | 210940 | 230686 | 10992798 | 30288783 | 726910 | 1903504 | 118809 | 884751 | 769948 | 35351.1 | 291405 | 59915091
2031-08-01 | 0 | 0 | 7212186 | 97.4847 | 68131.6 | 0 | 0 | 4532855 | 20625239 | 899134 | 3943131 | 0 | 0 | 0 | 0 | 0 | 37280775
2031-09-01 | 0 | 0 | 15.7148 | 0 | 0 | 0 | 0 | 0 | 3751473 | 2645653 | 1919916 | 0 | 0 | 0 | 1225059 | 0 | 9542118
2031-10-01 | 829625 | 0 | 56.7643 | 21.1541 | 36445 | 670743 | 2294213 | 4067642 | 18210388 | 6112522 | 3582324 | 2572473 | 10052083 | 11254639 | 2674500 | 7159551 | 69517226
2031-11-01 | 0 | 0 | 4.1707 | 62.2975 | 3725.67 | 0.60971 | 0 | 9.8665 | 6046510 | 3.5847 | 3067439 | 2293516 | 1815583 | 15204959 | 1740869 | 0 | 30172684
2031-12-01 | 0 | 0 | 86.8466 | 70.7211 | 44861.9 | 0 | 0 | 62.1257 | 35999328 | 2.9434 | 4424841 | 51500.2 | 6211955 | 9488384 | 752716 | 1832401 | 58806210
2032-01-01 | 3447937 | 0 | 28.1198 | 54.4901 | 27482.6 | 5082003 | 645138 | 92.765 | 32300579 | 51.7802 | 1858895 | 89797.3 | 456283 | 522422 | 1478696 | 0 | 45909460
2032-02-01 | 0 | 6842539 | 2256752 | 49.0526 | 78611.3 | 9706251 | 16491621 | 5.3571 | 52652066 | 0 | 6050369 | 3299.53 | 51.2 | 0 | 3920.1 | 6164471 | 100250006
2032-03-01 | 5386097 | 9189458 | 2412201 | 77.812 | 87982.7 | 1063180 | 18787662 | 117.095 | 52268969 | 0 | 6292625 | 3078.65 | 0 | 0 | 6676.3 | 6571163 | 102069288
2032-04-01 | 0 | 0 | 3294699 | 84.7952 | 67706.8 | 5903577 | 0 | 2609710 | 14208935 | 35.4206 | 4943887 | 1552751 | 7899885 | 8174559 | 3919027 | 3867917 | 56442775
2032-05-01 | 1854908 | 3062346 | 4339303 | 44.6416 | 80251.6 | 4195609 | 643077 | 7469476 | 24578092 | 5938443 | 6360128 | 863880 | 5107335 | 5680300 | 2529366 | 4450847 | 77153406
2032-06-01 | 960682 | 5556519 | 9042592 | 95.6446 | 141085 | 643955 | 658946 | 8744747 | 31811896 | 1313332 | 5739064 | 203526 | 1449340 | 1745702 | 1322241 | 600772 | 69934493
2032-07-01 | 1683077 | 6480929 | 5803713 | 50.2979 | 77084.9 | 208551 | 233979 | 7679401 | 42967102 | 806990 | 2003055 | 115100 | 832756 | 747276 | 39285.8 | 312610 | 69990961
2032-08-01 | 0 | 0 | 9114056 | 70.7533 | 67873.6 | 0 | 0 | 4613819 | 17193564 | 1071687 | 4031372 | 0 | 0 | 0 | 0 | 0 | 36092443
2032-09-01 | 0 | 0 | 51.8843 | 0 | 0 | 0 | 0 | 0 | 7507322 | 4938642 | 1839231 | 0 | 0 | 0 | 2030251 | 0 | 16315498
2032-10-01 | 1294077 | 0 | 67.6713 | 88.3734 | 40915.3 | 3327041 | 3537460 | 4943882 | 18992007 | 3724615 | 7623725 | 1850403 | 9127788 | 10484128 | 1751900 | 1959448 | 68657547
2032-11-01 | 1107513 | 0 | 1328295 | 25.3302 | 61198.7 | 17.4686 | 0 | 98.217 | 39831954 | 82.0674 | 6387727 | 1706301 | 0 | 9628000 | 1035100 | 5737475 | 66823787
2032-12-01 | 0 | 0 | 4521629 | 90.6017 | 10084 | 0 | 6084961 | 0 | 2228060 | 7.7026 | 778637 | 3028286 | 0 | 18187072 | 1252541 | 794236 | 36885604
2033-01-01 | 0 | 0 | 2351066 | 75.0429 | 72423.8 | 0 | 0 | 0 | 48545192 | 0 | 3871659 | 0 | 0 | 0 | 160027 | 0 | 55000443
2033-02-01 | 3991890 | 5986970 | 0 | 75.8018 | 31882.2 | 0 | 0 | 0 | 35631663 | 0 | 2690509 | 105894 | 0 | 0 | 2348932 | 3189509 | 53977326
2033-03-01 | 13110.5 | 0 | 35.6449 | 43.1712 | 30214.5 | 90.8407 | 18731593 | 281.033 | 7365831 | 1.7327 | 4183056 | 1069708 | 0 | 44382.3 | 264611 | 2684102 | 34387060
2033-04-01 | 838416 | 9348004 | 2444348 | 72.0685 | 83266.6 | 196993 | 0 | 65.5344 | 52853887 | 0 | 5728268 | 3851.19 | 0 | 0 | 3873.8 | 3986136 | 75487182
2033-05-01 | 985920 | 2541288 | 4522701 | 33.3144 | 65702.4 | 9405460 | 0 | 40.128 | 24379666 | 2.8117 | 8517540 | 1984170 | 6121404 | 14204000 | 3335100 | 4260941 | 80323969
2033-06-01 | 1862384 | 5894177 | 9282815 | 592152 | 150090 | 427578 | 675022 | 512.823 | 31093957 | 58.9461 | 3668686 | 189268 | 1300191 | 1533808 | 1650779 | 602141 | 58923620
2033-07-01 | 897138 | 965149 | 7504345 | 11.0772 | 103045 | 436889 | 236199 | 0.92355 | 33751355 | 3.6457 | 1910621 | 114472 | 858511 | 787981 | 35158.3 | 288750 | 47889628
2033-08-01 | 0 | 0 | 5895414 | 61.4599 | 39275.9 | 0 | 0 | 92.9628 | 20433038 | 41.9977 | 2614074 | 0 | 0 | 0 | 0 | 0 | 28981998
2033-09-01 | 0 | 0 | 895066 | 0 | 0 | 0 | 0 | 0 | 7660481 | 10.6364 | 3091087 | 0 | 0 | 0 | 1010088 | 0 | 12656732
2033-10-01 | 429131 | 0 | 19.0081 | 29.8802 | 24679 | 637231 | 1778015 | 2024581 | 11918953 | 33.79 | 3244114 | 1118438 | 3758218 | 4090454 | 1832487 | 5364998 | 36221382
2033-11-01 | 1795003 | 0 | 83.6557 | 67.6385 | 45152.2 | 2472165 | 358311 | 64.9541 | 36894262 | 38.8109 | 7341828 | 1025175 | 5618103 | 6300445 | 1381700 | 2256450 | 65488847
2033-12-01 | 0 | 3774490 | 43.8733 | 26.5284 | 47945.1 | 0 | 0 | 8.6126 | 20962790 | 81.5268 | 569206 | 1645159 | 9559457 | 11054579 | 1186064 | 4544060 | 53343910
2034-01-01 | 3310396 | 4993712 | 4668168 | 16.9377 | 89498.4 | 0 | 0 | 61.2189 | 48984354 | 97.2776 | 5985920 | 307722 | 1397850 | 1036500 | 801350 | 0 | 71575648
2034-02-01 | 0 | 0 | 1711540 | 36.2863 | 110440 | 0 | 0 | 51.4128 | 48308262 | 50.5258 | 383643 | 1240022 | 0 | 689258 | 1423999 | 0 | 53867303
2034-03-01 | 4632527 | 6260892 | 3044603 | 41.1736 | 58349.5 | 565668 | 31005.3 | 9684403 | 41182399 | 59.9943 | 7613443 | 487.76 | 0 | 2922 | 941.43 | 435877 | 73513618
2034-04-01 | 858549 | 3006473 | 3756256 | 19.7942 | 55882.2 | 6166060 | 135325 | 6626625 | 14478247 | 85.2656 | 2549718 | 2511796 | 376171 | 16382280 | 3941842 | 6339936 | 67185267
2034-05-01 | 962067 | 2140024 | 3472720 | 52.4058 | 91248.2 | 10222299 | 422505 | 7408661 | 30184308 | 9.578 | 8505081 | 770153 | 4540622 | 4925900 | 2134900 | 4302271 | 80082822
2034-06-01 | 985064 | 5333244 | 6763647 | 1931180 | 115056 | 1.3234 | 419548 | 41.4736 | 25428015 | 28.3742 | 5518661 | 199721 | 1067366 | 1177646 | 1479443 | 586952 | 51005614
2034-07-01 | 1676431 | 1015276 | 7632891 | 16.4137 | 115721 | 211468 | 220645 | 2344976 | 42971710 | 717051 | 3185450 | 59470.5 | 418684 | 1195530 | 39450 | 293852 | 62098623
2034-08-01 | 0 | 0 | 10077991 | 73.274 | 38816.2 | 0 | 0 | 3729742 | 24419338 | 1042020 | 2667481 | 0 | 0 | 0 | 0 | 0 | 41975462
2034-09-01 | 0 | 0 | 78.5292 | 0 | 0 | 0 | 0 | 0 | 3873741 | 2577760 | 3668049 | 0 | 0 | 0 | 1848322 | 0 | 11967950
2034-10-01 | 833250 | 0 | 34.9063 | 75.7118 | 38192.8 | 684807 | 3592122 | 3426868 | 18687954 | 5560407 | 4937860 | 2125730 | 9463642 | 12151000 | 2083768 | 2148307 | 65734017
2034-11-01 | 1360489 | 0 | 1356259 | 82.0847 | 55911.4 | 9641332 | 7259353 | 66.3877 | 35890297 | 2208684 | 7643828 | 1099466 | 6353341 | 4601694 | 735510 | 5624545 | 83830859
2034-12-01 | 618407 | 22185.5 | 42.0642 | 3.699 | 13198.5 | 0 | 8167878 | 8599934 | 21825338 | 3626863 | 2177541 | 1437876 | 9263574 | 9914200 | 1593100 | 1015773 | 68275915
2035-01-01 | 0 | 3651532 | 238223 | 17.2161 | 86395.4 | 0 | 0 | 0 | 43030285 | 5357586 | 3740424 | 735157 | 4403115 | 0 | 1219148 | 3296193 | 65758076
2035-02-01 | 0 | 0 | 97.2468 | 99.0577 | 100136 | 0 | 0 | 521.463 | 48006946 | 7.3144 | 2622036 | 0 | 0 | 0 | 69942 | 0 | 50799785
2035-03-01 | 4655129 | 9597716 | 3217881 | 57.7142 | 59046.3 | 16.3283 | 18681719 | 76.0806 | 43810274 | 6875017 | 7790249 | 2668.55 | 0 | 0 | 7616.3 | 6367318 | 101064785
2035-04-01 | 812085 | 0 | 3256448 | 70.1198 | 42431.4 | 15573524 | 79678.5 | 25.8126 | 23977986 | 8465241 | 5762325 | 1451909 | 7682056 | 8661266 | 2533800 | 3934489 | 82233335
2035-05-01 | 966419 | 2660223 | 4178049 | 69.8694 | 76852.8 | 4328013 | 639140 | 4111486 | 19631301 | 3673113 | 5403999 | 1285002 | 7623403 | 8533130 | 4244845 | 529122 | 67884166
2035-06-01 | 1757479 | 4683911 | 8812128 | 26.8909 | 119841 | 439168 | 666967 | 11445856 | 28968306 | 3786931 | 5682138 | 178914 | 1294421 | 1211167 | 1339729 | 584044 | 70971026
2035-07-01 | 865319 | 4028847 | 7557426 | 12.0898 | 116521 | 215922 | 236780 | 8111856 | 43558345 | 1051345 | 2993361 | 57906.4 | 398415 | 1179052 | 34371 | 293142 | 70698620
2035-08-01 | 788937 | 0 | 8952006 | 67.5654 | 40316.3 | 0 | 0 | 3931642 | 21084137 | 977694 | 2612482 | 0 | 0 | 0 | 0 | 0 | 38387281
2035-09-01 | 0 | 0 | 30.2922 | 0 | 0 | 0 | 0 | 0 | 3774954 | 2306463 | 2039324 | 0 | 0 | 0 | 1031745 | 0 | 9152517
2035-10-01 | 836404 | 0 | 22.8098 | 75.8863 | 14104.6 | 7.6195 | 95.8506 | 19.9559 | 11918525 | 50.9503 | 4605056 | 2459187 | 11767360 | 18678887 | 3171166 | 2931469 | 56382433
2035-11-01 | 0 | 0 | 0.26879 | 7.3139 | 4253.69 | 0 | 0 | 2.5391 | 7024194 | 0.86127 | 0 | 1376078 | 0 | 0 | 0 | 2226582 | 10631119
2035-12-01 | 0 | 1370401 | 2692061 | 70.1963 | 83228.8 | 0 | 0 | 0 | 54493240 | 0 | 2880501 | 43686.4 | 0 | 0 | 240333 | 0 | 61803521
2036-01-01 | 2943202 | 0 | 0 | 8.0851 | 56749.3 | 0 | 0 | 0 | 34502890 | 0 | 4553199 | 1132280 | 0 | 0 | 2512790 | 0 | 45701119
2036-02-01 | 0 | 1594835 | 1882290 | 47.6594 | 46255.8 | 0 | 543577 | 0 | 53061259 | 0 | 5526681 | 3442.96 | 0 | 0 | 11600 | 0 | 62669987
2036-03-01 | 5454303 | 8739287 | 2832544 | 68.9096 | 81091.4 | 0 | 0 | 0 | 54748992 | 1.0858 | 3627712 | 35040 | 0 | 0 | 41494 | 3872293 | 79432828
2036-04-01 | 5427561 | 8987145 | 3182536 | 41.8731 | 81858.9 | 9519863 | 19154009 | 615.443 | 14293519 | 44.6103 | 7715638 | 2694176 | 8205145 | 18092462 | 4255697 | 3959046 | 105569358
2036-05-01 | 982458 | 5327444 | 4737663 | 27.3321 | 85191 | 6275792 | 587814 | 29.8284 | 30092825 | 88.5839 | 8682080 | 1221009 | 7103578 | 7807966 | 3532549 | 4305674 | 80742188
2036-06-01 | 1857573 | 5889259 | 8795950 | 2865630 | 136213 | 648679 | 670818 | 65.7922 | 31524265 | 32.8944 | 5799859 | 175387 | 1270492 | 1575997 | 1385378 | 612900 | 63208498
2036-07-01 | 879306 | 1549384 | 8092726 | 70.8568 | 116665 | 212583 | 237273 | 185.661 | 39703642 | 9.4552 | 1641544 | 116715 | 855466 | 776798 | 35347.3 | 603059 | 54820773
2036-08-01 | 0 | 0 | 4654908 | 16.4133 | 39020.6 | 0 | 0 | 25.2531 | 24612496 | 1.1134 | 2642876 | 0 | 0 | 0 | 0 | 0 | 31949344
2036-09-01 | 0 | 0 | 903446 | 0 | 0 | 0 | 0 | 0 | 3887347 | 20.9773 | 4814605 | 0 | 0 | 0 | 1291757 | 0 | 10897176
2036-10-01 | 456364 | 0 | 233292 | 84.1709 | 37814.1 | 4583589 | 4342904 | 2526915 | 13626891 | 24.0294 | 4052432 | 1342655 | 6854759 | 7891253 | 1905831 | 1799654 | 49654461
2036-11-01 | 0 | 0 | 0 | 40.6816 | 54894.1 | 0 | 0 | 0 | 29882437 | 0 | 5016419 | 3062468 | 0 | 18609034 | 1901301 | 0 | 58526594
2036-12-01 | 2553081 | 0 | 360296 | 92.5165 | 14276.5 | 0 | 748767 | 16.9301 | 30935330 | 1.8614 | 4213705 | 41827.1 | 8240420 | 344870 | 2957460 | 1008700 | 51418844
2037-01-01 | 0 | 0 | 5368080 | 35.2094 | 121564 | 38.5162 | 10609468 | 35.201 | 48487008 | 31.5413 | 9927123 | 2850.9 | 0 | 0 | 3639.4 | 3613584 | 78133457
2037-02-01 | 4342167 | 4328224 | 1331676 | 54.007 | 111599 | 0 | 0 | 0 | 53934450 | 88.8542 | 4625386 | 4511.22 | 0 | 0 | 9076.9 | 5727689 | 74414922
2037-03-01 | 792612 | 12606910 | 1161604 | 647640 | 57524.7 | 0 | 16722500 | 0 | 51675089 | 84.1082 | 3552807 | 374196 | 670720 | 1388200 | 737960 | 30078.8 | 90417926
2037-04-01 | 0 | 0 | 4850157 | 93.1493 | 30296.6 | 0 | 0 | 0 | 18374781 | 89.6175 | 6199304 | 1451116 | 4291130 | 7260097 | 2954446 | 6338540 | 51750050
2037-05-01 | 1841548 | 6174801 | 7299781 | 1283618 | 106987 | 10498523 | 650665 | 79.6204 | 27692713 | 31.4829 | 11049751 | 1158947 | 7398887 | 6653700 | 4148300 | 4672650 | 90630982
2037-06-01 | 997047 | 4659282 | 5730937 | 58.1312 | 141394 | 397040 | 676374 | 22.8096 | 32651064 | 3.825 | 3638400 | 189952 | 1294883 | 1170824 | 1303415 | 578144 | 53428841
2037-07-01 | 1678715 | 4090657 | 8648130 | 5.3154 | 80198.8 | 211758 | 225861 | 32.2011 | 38758306 | 91.5078 | 1374875 | 58332.9 | 405061 | 1165297 | 35368.2 | 287621 | 57020309
2037-08-01 | 0 | 0 | 7821848 | 68.9062 | 39968.5 | 0 | 0 | 99.3371 | 20560121 | 6.3406 | 4013992 | 0 | 0 | 0 | 14898.4 | 0 | 32451002
2037-09-01 | 0 | 0 | 18.6101 | 0 | 0 | 0 | 0 | 0 | 3769861 | 51.5722 | 1906521 | 0 | 0 | 0 | 999043 | 0 | 6675495
2037-10-01 | 871374 | 0 | 7.8095 | 8.2677 | 18418.7 | 9.1372 | 3163311 | 22.2428 | 18850676 | 89.6183 | 5192326 | 2266422 | 13510254 | 14918000 | 2632200 | 7548483 | 68971601
2037-11-01 | 1184731 | 0 | 0 | 32.7144 | 50654.5 | 65.8962 | 6.1479 | 61.685 | 28227039 | 4.3586 | 6376472 | 1126818 | 0 | 8979662 | 1290924 | 0 | 47236471
2037-12-01 | 0 | 0 | 0 | 52.9492 | 0 | 0 | 0 | 0 | 593633 | 0 | 15606.7 | 1380000 | 0 | 0 | 5607.26 | 0 | 1994900
2038-01-01 | 0 | 0 | 403396 | 0 | 27368.6 | 0 | 0 | 0 | 3243820 | 0 | 299070 | 0 | 0 | 0 | 45084.6 | 0 | 4018740
2038-02-01 | 0 | 0 | 58.3719 | 83.6951 | 62108.6 | 0 | 0 | 0 | 45673385 | 38.3057 | 446741 | 0 | 0 | 0 | 11862 | 0 | 46194277
2038-03-01 | 12904.4 | 0 | 48.4504 | 7.1714 | 41481.7 | 0 | 0 | 0 | 3747026 | 0.63823 | 39002.9 | 7918.17 | 0 | 0 | 69007.2 | 0 | 3917396
2038-04-01 | 5484733 | 10602844 | 5437703 | 26.6672 | 41053.7 | 961833 | 0.23194 | 635.105 | 23753810 | 96.2678 | 7113544 | 1248245 | 0 | 7524926 | 3370491 | 6442328 | 71982270
2038-05-01 | 962467 | 3267374 | 4240473 | 1100695 | 77359 | 4385904 | 628631 | 36.0218 | 16628356 | 65.2895 | 4194328 | 1237310 | 4224113 | 8051864 | 1297520 | 4486764 | 54783260
2038-06-01 | 1075725 | 5689035 | 7996916 | 3192668 | 120488 | 635431 | 468746 | 50.8593 | 32636960 | 48.0894 | 5918985 | 173129 | 1284300 | 1165911 | 1278954 | 593811 | 62231158
2038-07-01 | 1673009 | 1423193 | 8084985 | 41.5031 | 117156 | 213331 | 464193 | 626.289 | 43237949 | 54.5743 | 1971593 | 58721 | 398501 | 1155209 | 39214.2 | 299654 | 59137431
2038-08-01 | 0 | 50321.5 | 4757939 | 64.5103 | 27323 | 0 | 0 | 58.0661 | 16486641 | 9.8651 | 3866538 | 0 | 0 | 0 | 0 | 0 | 25188895
2038-09-01 | 0 | 0 | 581543 | 0 | 0 | 0 | 0 | 0 | 3746028 | 72.3917 | 2056513 | 0 | 0 | 0 | 1003125 | 0 | 7387282
2038-10-01 | 843725 | 0 | 464764 | 57.467 | 20048.3 | 5083302 | 5368132 | 59.3984 | 19775802 | 5.2851 | 6697926 | 1389877 | 1754614 | 9246116 | 4328097 | 2058617 | 57031143
2038-11-01 | 0 | 0 | 67.8085 | 52.6916 | 58274.1 | 5976589 | 3991628 | 43.3494 | 29663118 | 2.9714 | 2526868 | 1118217 | 14032609 | 8971097 | 61896 | 3687530 | 70087994
2038-12-01 | 244443 | 0 | 1126322 | 2.9676 | 17809.6 | 1.7015 | 4000518 | 62.8355 | 28848002 | 0 | 6692746 | 0 | 0 | 0 | 1651970 | 0 | 42581877
2039-01-01 | 0 | 0 | 18.177 | 97.9654 | 27653.6 | 0 | 0 | 3.5873 | 0 | 0 | 323495 | 0 | 0 | 0 | 55678.7 | 0 | 406947
2039-02-01 | 4588303 | 8642034 | 2018047 | 21.5659 | 81794.2 | 0 | 0 | 0 | 50567682 | 0 | 5690387 | 7301.36 | 0 | 0 | 8472.3 | 0 | 71604043
2039-03-01 | 785712 | 10855274 | 2945527 | 99.5488 | 86071.2 | 0 | 0 | 0 | 48362015 | 0 | 7738581 | 3978.88 | 0 | 0 | 9181.1 | 23881.7 | 70810321
2039-04-01 | 0 | 0 | 2982928 | 8.6505 | 35324.4 | 0 | 0 | 0 | 54944349 | 34.7868 | 1583544 | 5570.03 | 11 | 0 | 11135 | 6627091 | 66189995
2039-05-01 | 961812 | 6028179 | 3288975 | 1232476 | 77593.8 | 10345692 | 439710 | 25.9783 | 30134709 | 2.2533 | 7728546 | 1374170 | 6350914 | 7142300 | 3522700 | 4392920 | 83020725
2039-06-01 | 1834216 | 2170196 | 7635109 | 12.5252 | 111431 | 644982 | 696907 | 551.208 | 28586628 | 43.244 | 5620246 | 172547 | 1287473 | 1697165 | 1521690 | 582511 | 52561707
2039-07-01 | 889028 | 4446693 | 7822460 | 45.2908 | 129068 | 166336 | 459921 | 56.6891 | 43204753 | 6.5659 | 1910809 | 58682 | 374056 | 776506 | 34821.5 | 306567 | 60579810
2039-08-01 | 786286 | 0 | 4616634 | 87.7415 | 39217.3 | 0 | 0 | 25.9662 | 11360431 | 2.3889 | 2648788 | 0 | 0 | 0 | 0 | 0 | 19451473
2039-09-01 | 0 | 0 | 77.0495 | 0 | 0 | 0 | 0 | 0 | 3862600 | 2.9001 | 3194252 | 0 | 0 | 0 | 902307 | 0 | 7959239
2039-10-01 | 417520 | 0 | 42.2814 | 31.8614 | 26834.9 | 0.51938 | 1751701 | 16.8816 | 15115019 | 58.2141 | 3540597 | 3212456 | 5691976 | 14978197 | 2545499 | 6869792 | 54149741
2039-11-01 | 586972 | 0 | 96.1088 | 36.4996 | 44226.2 | 2367795 | 700763 | 19.1956 | 29360994 | 44.9583 | 6832445 | 1811944 | 9896005 | 5731700 | 1808100 | 0 | 59141140
2039-12-01 | 1529488 | 0 | 306238 | 60.6488 | 60746.3 | 0 | 0 | 0 | 18362797 | 4.0592 | 980415 | 1431549 | 7967930 | 15429644 | 1174453 | 0 | 47243325
2040-01-01 | 3069035 | 0 | 3990251 | 26.7019 | 65911.7 | 5642095 | 12822906 | 256.276 | 40415475 | 0 | 7324135 | 867613 | 5134162 | 0 | 1183056 | 5673480 | 86188403
2040-02-01 | 0 | 0 | 65.7971 | 72.5585 | 62336.3 | 0 | 0 | 0 | 44473027 | 7.0671 | 32874 | 115786 | 0 | 0 | 11541.8 | 0 | 44695711
2040-03-01 | 5338786 | 11109995 | 4637562 | 45.1837 | 74624.5 | 5986128 | 19110292 | 77.6036 | 45339553 | 1576072 | 7705622 | 1101.31 | 44.3 | 0 | 2773.1 | 6556331 | 107439007
2040-04-01 | 827148 | 10118272 | 4865914 | 99.2231 | 69087.2 | 6932781 | 31098.2 | 834.897 | 25430009 | 2795151 | 8450292 | 1278867 | 7242275 | 7185400 | 2038400 | 3899615 | 81165244
2040-05-01 | 948191 | 4374698 | 4334057 | 4.244 | 92852 | 5835125 | 600163 | 4.6028 | 29094939 | 6746342 | 8474077 | 661486 | 3888105 | 3322500 | 1920100 | 4375368 | 74668012
2040-06-01 | 1081793 | 5740610 | 8691909 | 997827 | 120489 | 644814 | 668899 | 896351 | 35787324 | 4060896 | 5649194 | 273320 | 2063397 | 1745547 | 1928605 | 891336 | 71242310
2040-07-01 | 1670820 | 4597835 | 10367951 | 18.9574 | 128005 | 216390 | 230392 | 10916126 | 38488553 | 859013 | 3272619 | 502.045 | 1.1 | 10243 | 308.33 | 304677 | 71063455
2040-08-01 | 0 | 0 | 6279835 | 33.1338 | 39080.6 | 0 | 0 | 3762144 | 20869651 | 1049920 | 2611914 | 0 | 0 | 0 | 20356.5 | 0 | 34632934
2040-09-01 | 0 | 0 | 65.0647 | 0 | 0 | 0 | 0 | 0 | 3880871 | 2311934 | 2006112 | 0 | 0 | 0 | 2006380 | 0 | 10205362
2040-10-01 | 1494661 | 0 | 252793 | 14.4726 | 45550.3 | 7137605 | 6588492 | 5160147 | 21321429 | 5914334 | 7307604 | 922974 | 5313863 | 6202200 | 1009800 | 6248872 | 74920339
2040-11-01 | 724535 | 0 | 935792 | 65.6351 | 58304.7 | 9851417 | 8439405 | 5940521 | 35505295 | 3676847 | 7820909 | 880.404 | 419.9 | 5613.7 | 1314.4 | 2813289 | 75774608
2040-12-01 | 2307107 | 0 | 9.1353 | 12.3142 | 37266.4 | 192093 | 9450910 | 4424673 | 21160114 | 43.115 | 1084144 | 1840633 | 10171665 | 12033000 | 1919000 | 4851398 | 69472067
2041-01-01 | 2786708 | 0 | 1398330 | 3.9828 | 99931.6 | 0 | 602798 | 3247951 | 39130034 | 35.8348 | 6684895 | 317762 | 0 | 2170211 | 845044 | 0 | 57283704
2041-02-01 | 0 | 11645389 | 38.0574 | 84.4512 | 0 | 5973558 | 18351238 | 11912348 | 35754471 | 3864303 | 772786 | 1094.61 | 36 | 6707.68 | 2261 | 6230566 | 94514882
2041-03-01 | 4562575 | 0 | 69204.2 | 7.7956 | 117734 | 463950 | 30887.8 | 2574358 | 39884704 | 3200810 | 6237547 | 490.485 | 0 | 2821.1 | 893.66 | 0 | 57145984
2041-04-01 | 843096 | 542699 | 6857456 | 14.6129 | 40466.7 | 16023502 | 112932 | 16974731 | 23225170 | 5761948 | 5770896 | 1037.53 | 76.7 | 5856.2 | 1800.8 | 3859814 | 80021495
2041-05-01 | 1844660 | 3633111 | 3195160 | 1671615 | 99028.9 | 4287987 | 669906 | 4587414 | 29847161 | 7132511 | 9864156 | 579.134 | 67.8 | 2395.79 | 708.51 | 4534146 | 71370607
2041-06-01 | 1073782 | 8008398 | 15179875 | 4123793 | 137888 | 662288 | 698445 | 11934848 | 29729180 | 3975935 | 5595181 | 561.503 | 26.9 | 3725.57 | 3814.4 | 603145 | 81730887
2041-07-01 | 1670780 | 1745489 | 10605063 | 2.4078 | 103455 | 431522 | 239468 | 8088948 | 40404721 | 581322 | 1855618 | 937.098 | 7.1 | 7912.38 | 329.1 | 289561 | 66025136
2041-08-01 | 0 | 0 | 7376553 | 94.914 | 39290.9 | 0 | 0 | 4727622 | 24739423 | 1056483 | 4076858 | 0 | 0 | 0 | 23256.9 | 0 | 42039582
2041-09-01 | 0 | 0 | 1287982 | 0 | 0 | 0 | 0 | 0 | 3775993 | 2418983 | 1872568 | 0 | 0 | 0 | 1931840 | 0 | 11287366
2041-10-01 | 864653 | 0 | 875873 | 14.5627 | 17280.1 | 137065 | 1026519 | 76.7382 | 12043555 | 52.7523 | 3654425 | 2889345 | 11571734 | 15267171 | 2937113 | 4729058 | 56013935
2041-11-01 | 938198 | 2321065 | 695081 | 40.9844 | 67127 | 0 | 65.57 | 76.4782 | 27660105 | 55.5271 | 3699631 | 1422400 | 0 | 7830360 | 1827958 | 262461 | 46724624
2041-12-01 | 2393941 | 0 | 1895416 | 97.682 | 34169 | 0 | 0 | 24.3928 | 39359976 | 16.3096 | 5135578 | 669636 | 0 | 4590800 | 458520 | 3730887 | 58269060
2042-01-01 | 0 | 616477 | 72.9335 | 38.2488 | 69695.3 | 21.2474 | 10773179 | 71.3935 | 41956089 | 889281 | 7124358 | 3126.09 | 0 | 0 | 7187.4 | 1853235 | 63292830
2042-02-01 | 4690753 | 7460193 | 5133897 | 27.7513 | 109760 | 95.5015 | 16560637 | 60.8436 | 44368236 | 0 | 5531606 | 4255.25 | 0 | 0 | 11234 | 3717978 | 87588732
2042-03-01 | 5416651 | 9876740 | 9243536 | 68.9096 | 89142 | 8.6934 | 14615370 | 34.3392 | 31945894 | 8548451 | 9030347 | 2937.8 | 0 | 0 | 5327.4 | 6260982 | 95035490
2042-04-01 | 65205.5 | 0 | 6820436 | 72.0563 | 82578.9 | 9840772 | 136472 | 11.1102 | 41443022 | 5645428 | 2284080 | 2172 | 38.5652 | 0 | 5830.5 | 4028513 | 70354632
2042-05-01 | 959111 | 5643496 | 5870645 | 1949464 | 63407.2 | 6538170 | 459001 | 17.1248 | 31804749 | 4088565 | 8774302 | 336910 | 1941450 | 1246000 | 904523 | 575420 | 71155230
2042-06-01 | 1885077 | 5785403 | 13194609 | 1417365 | 176156 | 660184 | 703609 | 9.3588 | 38949626 | 3993238 | 5973114 | 941.141 | 5.1 | 0 | 8886.7 | 903482 | 73651706
2042-07-01 | 1680504 | 7159919 | 11281483 | 332186 | 102787 | 218274 | 462981 | 65.3114 | 42819364 | 1006872 | 3155989 | 151659 | 1111815 | 343730 | 52115 | 290828 | 70170573
2042-08-01 | 0 | 0 | 9439756 | 89.8297 | 39170.4 | 0 | 0 | 8.2346 | 11082215 | 1064087 | 2698436 | 0 | 0 | 0 | 14778.3 | 0 | 24338540
2042-09-01 | 0 | 0 | 4156440 | 0 | 0 | 0 | 0 | 0 | 7695291 | 2466930 | 1971509 | 0 | 0 | 0 | 2164768 | 0 | 18454937
2042-10-01 | 1315446 | 0 | 4323088 | 0 | 18169.7 | 4407888 | 5987638 | 64.9617 | 18340722 | 5348085 | 6628301 | 1115654 | 7134403 | 8178992 | 1598900 | 6204779 | 70602131
2042-11-01 | 853366 | 2716442 | 1945432 | 86.6354 | 41177.5 | 5453817 | 4215847 | 7103744 | 28918559 | 3929194 | 8170013 | 1837.16 | 87.9 | 0 | 1682.2 | 2316831 | 65668116
2042-12-01 | 2046454 | 0 | 3752249 | 0 | 57590.1 | 3936431 | 6569761 | 4159705 | 29828191 | 2219960 | 2532551 | 642542 | 3639405 | 4139800 | 675490 | 7053939 | 71254068
2043-01-01 | 3165097 | 5166400 | 7672584 | 73.8451 | 24214.2 | 4758929 | 13292181 | 11227245 | 29441274 | 768826 | 6169174 | 792.666 | 103 | 5419.7 | 2190.3 | 0 | 81694504
2043-02-01 | 4280418 | 12049878 | 6608874 | 95.3376 | 140103 | 10202905 | 18517811 | 1092187 | 37993532 | 6259946 | 2218655 | 1385.99 | 30 | 9155 | 3070.4 | 6008636 | 105386680
2043-03-01 | 5500161 | 11606394 | 3729469 | 48.4776 | 113171 | 37.5454 | 3389105 | 109.195 | 33388451 | 11.9284 | 13824319 | 1815.14 | 30 | 0 | 3500.5 | 2757028 | 74313652
2043-04-01 | 885492 | 0 | 9171648 | 60.4457 | 27625 | 0 | 0 | 0 | 37633067 | 4954387 | 4476620 | 7905.56 | 0 | 114.246 | 14138 | 4014671 | 61185727
2043-05-01 | 1783695 | 6095294 | 3634621 | 2614190 | 115029 | 435874 | 653369 | 9.3615 | 30405826 | 6827494 | 9826253 | 941.808 | 162.5 | 0 | 3526.6 | 4361903 | 66758187
2043-06-01 | 1866376 | 5719821 | 12989537 | 3503030 | 144354 | 646906 | 699679 | 9.7723 | 36766730 | 4270401 | 5853743 | 1080.96 | 0 | 0 | 10941 | 908153 | 73380762
2043-07-01 | 988882 | 7052264 | 8725597 | 128001 | 88887 | 209959 | 459889 | 15.4874 | 42667552 | 828808 | 3121374 | 4946.15 | 5645.2 | 0 | 1712.3 | 287193 | 64570725
2043-08-01 | 780693 | 0 | 12108110 | 10.954 | 67914.1 | 0 | 0 | 90.6693 | 25039401 | 1072084 | 2701870 | 0 | 0 | 0 | 23242.9 | 0 | 41793417
2043-09-01 | 0 | 0 | 1518836 | 0 | 0 | 0 | 0 | 0 | 3884991 | 2362132 | 1849395 | 0 | 0 | 0 | 2218974 | 0 | 11834329
2043-10-01 | 1474034 | 0 | 6760415 | 58.1558 | 43916.9 | 11157577 | 6941983 | 17.0701 | 25611000 | 6637270 | 11596190 | 245130 | 1265716 | 571700 | 360140 | 8013978 | 80679125
2043-11-01 | 1916617 | 0 | 95.8691 | 97.704 | 61597.4 | 3183509 | 3344030 | 37.7958 | 39381968 | 42.9252 | 6743314 | 2998.78 | 0 | 100 | 3384.4 | 0 | 54637792
2043-12-01 | 0 | 0 | 1009843 | 6.9747 | 30428.6 | 0 | 0 | 0 | 31586320 | 0 | 2520100 | 1482861 | 709.955 | 8627000 | 1651000 | 0 | 46908269
2044-01-01 | 2666137 | 6838498 | 4253151 | 17.7103 | 98889.2 | 0 | 0 | 0 | 38458496 | 0 | 7238726 | 1948.15 | 0 | 0 | 5469.9 | 0 | 59561332
2044-02-01 | 4570441 | 1884570 | 3168958 | 47.24 | 112515 | 0 | 6910597 | 0 | 39740135 | 0 | 6424772 | 6270.8 | 0 | 0 | 14505 | 0 | 62832812
2044-03-01 | 4722556 | 6867950 | 0 | 61.4775 | 16274.4 | 0 | 0 | 0 | 38369953 | 0 | 7470069 | 5038.34 | 0 | 0 | 11093 | 0 | 57462995
2044-04-01 | 0 | 0 | 57.2036 | 34.599 | 32894.1 | 0 | 0 | 1.7363 | 15069764 | 21.5899 | 2409847 | 1257990 | 0 | 149543 | 2587091 | 3908432 | 25415676
2044-05-01 | 1066055 | 6008629 | 9801378 | 385139 | 109193 | 8373895 | 0 | 48.2425 | 30408031 | 2.0251 | 8944695 | 498075 | 0 | 5385400 | 939740 | 0 | 71920280
2044-06-01 | 1825832 | 5281494 | 9789143 | 376020 | 142844 | 9.7956 | 5.2136 | 95.5355 | 33002825 | 50.8328 | 5871263 | 288910 | 634711 | 1717009 | 1804155 | 875603 | 61609971
2044-07-01 | 1649510 | 4713097 | 7354268 | 54.7831 | 104207 | 182555 | 448669 | 579.805 | 39751483 | 0.44284 | 1652662 | 58909.1 | 382547 | 1148029 | 39378.2 | 298965 | 57784914
2044-08-01 | 0 | 0 | 4652174 | 1.0112 | 40184.5 | 0 | 0 | 7.3414 | 11465509 | 4.0276 | 4013625 | 0 | 0 | 0 | 0 | 0 | 20171505
2044-09-01 | 0 | 0 | 431653 | 0 | 0 | 0 | 0 | 0 | 3836338 | 81.0774 | 1820092 | 0 | 0 | 0 | 1716227 | 0 | 7804391
2044-10-01 | 842042 | 0 | 527287 | 88.357 | 20364.3 | 5351444 | 3576109 | 61.3818 | 20085311 | 88.3218 | 6216157 | 1186026 | 7524437 | 8018300 | 2529700 | 2282997 | 58160414
2044-11-01 | 0 | 0 | 81.8613 | 9.739 | 40659.1 | 65.0081 | 0 | 75.2572 | 25402868 | 5.5544 | 1137377 | 1859722 | 3446210 | 11531000 | 2031740 | 5331883 | 50781697
2044-12-01 | 0 | 0 | 0 | 45.1956 | 28638.4 | 0 | 0 | 0 | 24979650 | 0 | 4794687 | 1383074 | 0 | 0 | 656530 | 0 | 31842624
2045-01-01 | 0 | 4712812 | 3119283 | 37.607 | 101791 | 0 | 0 | 0 | 39337320 | 0 | 6094788 | 3470.25 | 0 | 0 | 8076.2 | 0 | 53377577
2045-02-01 | 4786256 | 2153899 | 68.1478 | 11503.9 | 111946 | 3930588 | 17557460 | 65.0179 | 40895307 | 1.7401 | 4579674 | 3268.32 | 0 | 0 | 7239.1 | 0 | 74037275
2045-03-01 | 13407.8 | 7091572 | 3277768 | 19.975 | 58003.7 | 38.9489 | 0 | 90.2086 | 38862777 | 0 | 6231884 | 3199.34 | 0 | 0 | 7068.4 | 6568963 | 62114792
2045-04-01 | 5492550 | 0 | 4778485 | 70.8726 | 32282.5 | 0 | 0 | 0 | 39941888 | 0 | 5029898 | 1544.28 | 0 | 0 | 4304 | 3615257 | 58896280
2045-05-01 | 973255 | 6219391 | 7621616 | 2532593 | 111830 | 6927348 | 550850 | 19.4417 | 37200370 | 0 | 7637597 | 3164.98 | 241 | 0 | 6830.2 | 4351766 | 74136873
2045-06-01 | 1889878 | 5876261 | 10362658 | 3017878 | 143739 | 630348 | 673489 | 26.3778 | 35680722 | 0 | 5913470 | 196000 | 1374733 | 228231 | 1310400 | 885680 | 68183515
2045-07-01 | 1002458 | 7103272 | 7645518 | 397978 | 117866 | 210456 | 229352 | 6.6065 | 41364986 | 0 | 3067732 | 7054.29 | 2.4 | 0 | 2864.3 | 296570 | 61446116
2045-08-01 | 770042 | 0 | 9127712 | 6.1484 | 40150.2 | 0 | 0 | 95.1204 | 20686670 | 33.6993 | 2597365 | 0 | 0 | 0 | 22534.5 | 0 | 33244608
2045-09-01 | 0 | 0 | 41.1206 | 0 | 0 | 0 | 0 | 0 | 3857677 | 10.3602 | 3725984 | 0 | 0 | 0 | 2014712 | 0 | 9598425
2045-10-01 | 906798 | 0 | 789097 | 79.3964 | 17225.4 | 20.1023 | 1663916 | 7.1847 | 14681333 | 25.303 | 4531208 | 1916763 | 9749932 | 10966000 | 2304500 | 5758823 | 53285729
2045-11-01 | 0 | 0 | 87.0434 | 99.4753 | 51969.1 | 0 | 2622381 | 92.1296 | 18411713 | 70.1628 | 1739499 | 3823864 | 4816392 | 7142586 | 1813679 | 2319525 | 42741957
2045-12-01 | 0 | 2793039 | 1062251 | 92.3682 | 19328.3 | 0 | 5970291 | 5.7976 | 31094165 | 0 | 8109766 | 14878.3 | 0 | 3964400 | 618340 | 0 | 53646556
2046-01-01 | 2745825 | 0 | 2358991 | 74.5377 | 98475.4 | 83.5395 | 3763026 | 26.7127 | 36366886 | 0 | 7259734 | 1252.65 | 0 | 0 | 3487 | 0 | 52597863
2046-02-01 | 765869 | 8177752 | 1292839 | 88.6456 | 74275.6 | 0 | 0 | 0 | 42421693 | 0 | 1196829 | 1419.7 | 0 | 0 | 3646.1 | 0 | 53934412
2046-03-01 | 4623157 | 10892089 | 2231397 | 72.4624 | 58766.8 | 91.488 | 16843368 | 140.378 | 36868709 | 16.9512 | 6467464 | 2448.14 | 0 | 0 | 7601.7 | 6144705 | 84140029
2046-04-01 | 840120 | 0 | 3422045 | 4.9103 | 68884 | 9697790 | 136645 | 39.7576 | 33513860 | 0 | 9702190 | 1052.67 | 186.574 | 0 | 2088.5 | 3930566 | 61315473
2046-05-01 | 966249 | 5559979 | 3712922 | 2158180 | 96167.6 | 214549 | 456800 | 79.5906 | 31947301 | 17.8698 | 4172627 | 529501 | 2698409 | 2250800 | 1367700 | 4329855 | 60461138
2046-06-01 | 1827313 | 5669563 | 10950200 | 1377241 | 147148 | 665357 | 689980 | 29.3061 | 34963232 | 0 | 5982879 | 126994 | 886269 | 0 | 882020 | 601535 | 64769762
2046-07-01 | 877357 | 1963789 | 7451035 | 7.5538 | 89322.8 | 220198 | 224767 | 22.7872 | 39501147 | 0 | 2009121 | 123181 | 834573 | 75830.6 | 46844 | 311910 | 53729106
2046-08-01 | 0 | 432213 | 7070570 | 22.2492 | 54511.1 | 0 | 0 | 17.8682 | 21084013 | 43.3289 | 4042753 | 0 | 0 | 0 | 14903.1 | 0 | 32699046
2046-09-01 | 0 | 0 | 72.595 | 0 | 0 | 0 | 0 | 0 | 7596743 | 0 | 3683037 | 0 | 0 | 0 | 2089100 | 0 | 13368952
2046-10-01 | 859142 | 0 | 10.4734 | 90.9403 | 22892.6 | 6806187 | 3612863 | 3160402 | 18521895 | 15.7935 | 5838466 | 1178383 | 4666013 | 7426100 | 1431500 | 2361955 | 55885916
2046-11-01 | 1440696 | 0 | 47.0537 | 14.4115 | 47058.7 | 5247638 | 894079 | 3281653 | 23267131 | 44.0395 | 166872 | 1048742 | 6396447 | 6874300 | 1057500 | 6628831 | 56351056
2046-12-01 | 148497 | 0 | 1031485 | 72.4663 | 61635.7 | 0 | 0 | 43.0391 | 28980098 | 94.4979 | 6820070 | 701940 | 1097250 | 3484800 | 810000 | 0 | 43135986
2047-01-01 | 2777507 | 7098113 | 3978182 | 0.42794 | 64671.4 | 0 | 0 | 0 | 34326279 | 19.7936 | 7386955 | 1451.41 | 0 | 0 | 4170.5 | 2609765 | 58247116
2047-02-01 | 4113494 | 0 | 89.1186 | 76.5896 | 34971.2 | 0 | 16295390 | 0 | 40625421 | 13.2308 | 1101452 | 4226.66 | 0 | 0 | 9341.1 | 0 | 62184474
2047-03-01 | 5409578 | 9764991 | 2702887 | 13.8046 | 86517.7 | 0 | 14250730 | 0 | 35081519 | 69.8607 | 6303571 | 2892.33 | 0 | 0 | 5073 | 5975803 | 79583647
2047-04-01 | 815734 | 0 | 6519257 | 48.9772 | 92765.1 | 16372688 | 224337 | 37.874 | 30042452 | 1438095 | 9866774 | 4180.46 | 86.0533 | 0 | 7196.8 | 4101303 | 69484955
2047-05-01 | 1829939 | 5753416 | 8672877 | 819695 | 101515 | 10572027 | 669309 | 13.9498 | 25739648 | 6904914 | 8463787 | 2367.18 | 272.9 | 0 | 5347.4 | 4370454 | 73905582
2047-06-01 | 1065073 | 5815363 | 8728048 | 3932205 | 143277 | 667300 | 691838 | 7.4627 | 29796973 | 4018477 | 7174080 | 508.291 | 0 | 0 | 3248.5 | 902844 | 62939243
2047-07-01 | 1693480 | 4765566 | 8567635 | 15.2993 | 115969 | 210585 | 220700 | 10.8785 | 38363127 | 1008156 | 1377469 | 2965.67 | 7.1 | 0 | 1034.4 | 286267 | 56612989
2047-08-01 | 0 | 0 | 7065320 | 36.116 | 39975.5 | 0 | 0 | 7.2477 | 27433698 | 962630 | 3899160 | 0 | 0 | 0 | 23235.7 | 0 | 39424062
2047-09-01 | 0 | 0 | 41.3792 | 0 | 0 | 0 | 0 | 0 | 7720339 | 2231114 | 3709876 | 0 | 0 | 0 | 2539077 | 0 | 16200448
2047-10-01 | 1027107 | 0 | 1568591 | 36.2795 | 36275.2 | 12.5888 | 0 | 17.2435 | 18382531 | 1771792 | 5879482 | 1268197 | 3990309 | 7284300 | 1809500 | 6471505 | 49489655
2047-11-01 | 629158 | 416426 | 47.4524 | 33.6118 | 55940.1 | 41.3392 | 2574803 | 87.4736 | 32725730 | 65.2144 | 7565808 | 1795.75 | 0 | 0 | 2025.9 | 2219681 | 46191642
2047-12-01 | 1978235 | 0 | 108377 | 67.8143 | 0 | 4.8504 | 3812451 | 21.5519 | 29598038 | 7.3234 | 1415680 | 872692 | 2634730 | 4608300 | 935510 | 2970424 | 48934539
2048-01-01 | 0 | 0 | 385055 | 54.4835 | 75992.1 | 0 | 0 | 80.3616 | 33736733 | 2.3562 | 329358 | 544979 | 1354140 | 2440700 | 1494200 | 783866 | 41145160
2048-02-01 | 0 | 8787568 | 3.919 | 69.6065 | 47316.9 | 0 | 0 | 6.5136 | 30839600 | 6385096 | 2679584 | 664.956 | 0 | 0 | 9045.2 | 0 | 48748955
2048-03-01 | 5463897 | 9811457 | 6457753 | 16.3251 | 85474.8 | 7345230 | 19029473 | 1310619 | 20680450 | 7063708 | 10498959 | 695.573 | 87.2568 | 1779.95 | 1928.8 | 6517905 | 94269433
2048-04-01 | 5471376 | 0 | 1982492 | 47.6452 | 65829.9 | 12098287 | 18824146 | 2970896 | 31372690 | 10.426 | 5048882 | 895.671 | 109.8 | 4560.9 | 1174 | 3616589 | 81457984
2048-05-01 | 958180 | 6167929 | 7486607 | 3268459 | 111924 | 4309754 | 673652 | 8236989 | 17283913 | 6246540 | 7378593 | 1138.08 | 0 | 5541.48 | 1664.3 | 4618665 | 66749549
2048-06-01 | 1092291 | 5439827 | 8423709 | 884479 | 121995 | 437677 | 454313 | 7835891 | 21487025 | 4100010 | 5607456 | 712.317 | 9.6 | 5188.36 | 5338.6 | 589518 | 56485441
2048-07-01 | 1677308 | 4827498 | 6791608 | 98893.6 | 116067 | 216867 | 230560 | 11819139 | 24423760 | 662969 | 1896758 | 363.361 | 7.6 | 3067.64 | 129.3 | 289371 | 53054365
2048-08-01 | 0 | 0 | 9049953 | 97.4611 | 39582.7 | 0 | 0 | 839350 | 32737737 | 1006077 | 3948979 | 0 | 0 | 0 | 23484.2 | 0 | 47645260
2048-09-01 | 0 | 0 | 4266083 | 0 | 0 | 0 | 0 | 0 | 7708866 | 4860443 | 3866476 | 0 | 0 | 0 | 2361363 | 0 | 23063231
2048-10-01 | 844314 | 0 | 3003934 | 46.9906 | 20898 | 1324715 | 3571818 | 2999763 | 12801397 | 3171539 | 4489030 | 1435320 | 5754362 | 6234400 | 1500400 | 6433770 | 53585707
2048-11-01 | 0 | 2708322 | 4563112 | 33.0648 | 57500 | 5902487 | 887319 | 9311129 | 16923724 | 4438824 | 7604391 | 818.026 | 336.1 | 0 | 1140.7 | 3251822 | 55650958
2048-12-01 | 0 | 0 | 2706913 | 68.4891 | 36936.8 | 0 | 0 | 64.6506 | 37453754 | 64.7725 | 636437 | 5275.81 | 0 | 0 | 5391.4 | 1835672 | 42680577
2049-01-01 | 3153223 | 3879844 | 1720213 | 86.0442 | 108814 | 0 | 0 | 49.6272 | 30897549 | 72.255 | 7060895 | 1808.27 | 0 | 0 | 4836.3 | 2842682 | 49670073
2049-02-01 | 0 | 12035869 | 1801527 | 166291 | 109758 | 5304768 | 741507 | 6.6703 | 34703218 | 0 | 3280833 | 3989.04 | 0 | 0 | 8622.3 | 2248169 | 60404557
2049-03-01 | 5482075 | 8612820 | 6145167 | 94.6239 | 57678.3 | 4959477 | 19116164 | 27.5315 | 26570253 | 0 | 11073413 | 2663.5 | 140 | 0 | 4963.7 | 6422375 | 88447311
2049-04-01 | 835167 | 1044700 | 2564086 | 36.591 | 58896 | 9724467 | 18944670 | 13885713 | 21091014 | 4.9711 | 2508113 | 1219.34 | 97.5 | 6596.6 | 1715.7 | 4070266 | 74736764
2049-05-01 | 955168 | 3285393 | 7822578 | 848097 | 87438.3 | 10758597 | 678819 | 7883590 | 16722001 | 3978109 | 8676288 | 903.979 | 102.1 | 4597.54 | 1390.6 | 4513485 | 66216558
2049-06-01 | 1923119 | 5772631 | 9066847 | 3379277 | 147793 | 647475 | 691169 | 8839616 | 17019481 | 4254761 | 7048850 | 163.185 | 24.2 | 1026.86 | 1065.5 | 599245 | 59392545
2049-07-01 | 1766010 | 7167614 | 11028772 | 731400 | 87759.1 | 209941 | 223382 | 10916057 | 23559567 | 1047967 | 1409274 | 678.394 | 6.9 | 5753.77 | 234.29 | 596896 | 58751312
2049-08-01 | 0 | 0 | 10189416 | 72.3648 | 54174.5 | 0 | 0 | 4525948 | 27288691 | 1038560 | 3918739 | 0 | 0 | 0 | 5190.9 | 0 | 47020791
2049-09-01 | 0 | 0 | 1312737 | 0 | 0 | 0 | 0 | 0 | 8288982 | 1885080 | 3507248 | 0 | 0 | 0 | 2410899 | 0 | 17404947
2049-10-01 | 1485310 | 0 | 2981115 | 16.4848 | 20847.4 | 1305992 | 4311017 | 3490304 | 20824815 | 6082813 | 6157383 | 1087.89 | 208.1 | 0 | 2086 | 7728070 | 54391065
2049-11-01 | 760338 | 0 | 5542242 | 32.858 | 62172.3 | 8853865 | 0 | 6194139 | 22882364 | 989878 | 6388194 | 992.256 | 213.4 | 4606.09 | 1263.6 | 0 | 51680301
2049-12-01 | 1955439 | 0 | 3228777 | 68.7295 | 27428.5 | 3.2838 | 0 | 23.0424 | 33910320 | 2.7506 | 2373183 | 4560.71 | 0 | 100 | 5267.6 | 1759828 | 43265001
2050-01-01 | 3029178 | 7515701 | 5.1942 | 37.4994 | 93904.2 | 4981218 | 0 | 22.5841 | 28778669 | 0 | 7388123 | 2691.36 | 127 | 0 | 7638.8 | 0 | 51797316
2050-02-01 | 4263142 | 12189485 | 2447574 | 1461126 | 111941 | 3742810 | 16127844 | 30.5798 | 35318809 | 0 | 872629 | 5275 | 64 | 0 | 11569 | 5754443 | 82306742
2050-03-01 | 5466401 | 7630021 | 4088697 | 30.1715 | 62073.8 | 0 | 1478796 | 0 | 25915382 | 0 | 9944565 | 4709.73 | 0 | 100 | 8344.7 | 0 | 54599120
2050-04-01 | 879900 | 5057147 | 8785711 | 10.295 | 103639 | 998432 | 0 | 54.5228 | 25864099 | 0 | 9999065 | 3730.43 | 0 | 0 | 6327.8 | 3271784 | 54969900
2050-05-01 | 1739693 | 6052643 | 4840533 | 1017521 | 115519 | 9287908 | 315714 | 34.6208 | 20754294 | 6577908 | 8335679 | 1231.72 | 148.738 | 0 | 2856.2 | 4432331 | 63474014
2050-06-01 | 1060738 | 5898150 | 12707092 | 1645160 | 121877 | 666166 | 934090 | 9.6587 | 25774208 | 4061865 | 5745549 | 523.888 | 14.8 | 0 | 3369.4 | 902146 | 59520958
2050-07-01 | 1754098 | 5034833 | 6110161 | 149417 | 117770 | 207494 | 225511 | 22.2719 | 32700899 | 911022 | 1754120 | 5492.52 | 1385.6 | 0 | 1905 | 300649 | 49274778
2050-08-01 | 0 | 0 | 10017547 | 4.6787 | 39687.2 | 0 | 0 | 3859423 | 26320695 | 1045622 | 3942081 | 0 | 0 | 0 | 5050.7 | 0 | 45230110
2050-09-01 | 0 | 0 | 99.1403 | 0 | 0 | 0 | 0 | 0 | 8116806 | 2600519 | 1875372 | 0 | 0 | 0 | 2311958 | 0 | 14904754
2050-10-01 | 836805 | 0 | 35.8739 | 60.2678 | 38129.2 | 617473 | 94849.1 | 2556903 | 15038460 | 3208141 | 8565227 | 478389 | 2220871 | 2428700 | 493900 | 6777110 | 43355054
2050-11-01 | 0 | 0 | 76.3024 | 62.8979 | 42762.3 | 0 | 3879125 | 57.6492 | 33802349 | 7.7965 | 4596.35 | 261116 | 0 | 652900 | 235440 | 0 | 38878493
2050-12-01 | 1604431 | 0 | 472383 | 71.0158 | 39724.5 | 0.6001 | 0 | 30.8662 | 26839365 | 29.1835 | 7920116 | 2151.4 | 0 | 0 | 2389.8 | 2655701 | 39536392
2051-01-01 | 3501250 | 3282694 | 1088217 | 66.2993 | 73528.1 | 4.0293 | 8378899 | 3.9235 | 30700721 | 5.0093 | 3929110 | 1717.89 | 0 | 0 | 4819.9 | 0 | 50961037
2051-02-01 | 0 | 0 | 76.8471 | 7.4375 | 0 | 0 | 0 | 0 | 3669973 | 8.9491 | 61377.4 | 1415793 | 0 | 9165801 | 3225531 | 0 | 17538568
2051-03-01 | 4564886 | 11555130 | 3611429 | 48.806 | 89748.6 | 0 | 10113264 | 0 | 26804113 | 29.8514 | 7738361 | 2616.1 | 0 | 0 | 3117.6 | 5211670 | 69694414
2051-04-01 | 838499 | 531645 | 5350996 | 64.7359 | 81123.8 | 0 | 0 | 0 | 28725479 | 61.1136 | 5784974 | 3449.52 | 0 | 0 | 5863.9 | 3163490 | 44485647
2051-05-01 | 1838704 | 5457011 | 7022501 | 616326 | 110342 | 0 | 0 | 0 | 25879351 | 10.3595 | 8583100 | 2608.97 | 0 | 0 | 5140.3 | 4265656 | 53780749
2051-06-01 | 1010022 | 5660992 | 11642404 | 4092227 | 145768 | 2.0063 | 0 | 8.6317 | 28560085 | 0 | 5842271 | 469.682 | 0 | 0 | 4416.3 | 833743 | 57792408
2051-07-01 | 1730265 | 5129490 | 5943121 | 84.4429 | 89124.2 | 8.2112 | 0 | 12.1157 | 31190990 | 0 | 3013432 | 9910.72 | 0 | 0 | 3425 | 289835 | 47399697
2051-08-01 | 0 | 0 | 10189085 | 30.9537 | 66810.2 | 0 | 0 | 0.36992 | 31468553 | 0 | 2607745 | 0 | 0 | 0 | 3632.6 | 0 | 44335857
Sum | 490708623 | 1221364979 | 1390652641 | 284591977 | 24556807 | 721200314 | 969976580 | 630748166 | 10793546858 | 478504944 | 1768623519 | 199047441 | 717330824 | 1130509095 | 374339482 | 802337642 | 21998039893

## GP Domestic
Transmission Link Flow
Scenario: Reference CC, All months (12)
Cubic Meter
| "Transmission Link from Anti Atlas GW to AEP_Irherm" | "Transmission Link from Chtouka GW to Biougra" | "Transmission Link from Chtouka GW to Lqliaa" | "Transmission Link from Nappe Aluviale de Souss GW to AEP_Aoulouz" | "Transmission Link from Nappe Aluviale de Souss GW to AEP_Taliouine" | "Transmission Link from Souss GW to AEP Taroudant" | "Transmission Link from Souss GW to AEP_ouled berhil" | "Transmission Link from Souss GW to AEP_SEl Guerdane" | "Transmission Link from Souss GW to Agadir" | "Transmission Link from Souss GW to Ait Iaaza" | "Transmission Link from Souss GW to Drargua" | "Transmission Link from Souss GW to Ouled Teima" | "Transmission Link from Souss GW to Temsia" | "Transmission Link from Tiznit GW to Sidi Ifni" | Sum
2018-09-01 | 6085.93 | 182583 | 224894 | 166006 | 16443.8 | 365827 | 67028 | 0.22785 | 0 | 40907.9 | 158684 | 271172 | 77468.3 | 0 | 1577100
2018-10-01 | 6288.79 | 188669 | 232390 | 171539 | 16991.9 | 378021 | 69262.3 | 0 | 0 | 42271.5 | 163973 | 280212 | 80050.6 | 0 | 1629670
2018-11-01 | 6085.93 | 182583 | 224894 | 166006 | 16443.8 | 365827 | 67028 | 0.22785 | 0 | 40907.9 | 158684 | 271172 | 77468.3 | 0 | 1577100
2018-12-01 | 6288.79 | 188669 | 232390 | 171539 | 16991.9 | 378021 | 69262.3 | 0 | 0 | 42271.5 | 163973 | 280212 | 80050.6 | 0 | 1629670
2019-01-01 | 6288.79 | 188669 | 232390 | 171539 | 16991.9 | 378021 | 69262.3 | 0 | 0 | 42271.5 | 163973 | 280212 | 80050.6 | 0 | 1629670
2019-02-01 | 5680.2 | 170411 | 209901 | 154939 | 15347.5 | 341439 | 62559.5 | 0 | 0 | 38180.7 | 148105 | 253094 | 72303.8 | 0 | 1471960
2019-03-01 | 6288.79 | 188669 | 232390 | 171539 | 16991.9 | 378021 | 69262.3 | 0.83544 | 0 | 42271.5 | 163973 | 280212 | 80050.6 | 0 | 1629671
2019-04-01 | 6085.93 | 182583 | 224894 | 166006 | 16443.8 | 365827 | 67028 | 0.22785 | 0 | 40907.9 | 158684 | 271172 | 77468.3 | 0 | 1577100
2019-05-01 | 6288.79 | 188669 | 232390 | 171539 | 16991.9 | 378021 | 69262.3 | 0.83544 | 0 | 42271.5 | 163973 | 280212 | 80050.6 | 0 | 1629671
2019-06-01 | 6085.93 | 182583 | 224894 | 166006 | 16443.8 | 365827 | 67028 | 0.22785 | 0 | 40907.9 | 158684 | 271172 | 77468.3 | 0 | 1577100
2019-07-01 | 6288.79 | 188669 | 232390 | 171539 | 16991.9 | 378021 | 69262.3 | 6845.84 | 0 | 42271.5 | 163973 | 280212 | 80050.6 | 0 | 1636516
2019-08-01 | 6288.79 | 188669 | 232390 | 171539 | 16991.9 | 378021 | 69262.3 | 33335.9 | 0 | 42271.5 | 163973 | 280212 | 80050.6 | 0 | 1663006
2019-09-01 | 6085.93 | 188970 | 233890 | 176898 | 16678.5 | 371089 | 69709.2 | 0.35443 | 0 | 42340.4 | 169792 | 279445 | 79392.5 | 0 | 1634291
2019-10-01 | 6288.79 | 195269 | 241687 | 182795 | 17234.4 | 383458 | 72032.8 | 0.63291 | 0 | 43751.7 | 175452 | 288760 | 82039 | 0 | 1688767
2019-11-01 | 6085.93 | 188970 | 233890 | 176898 | 16678.5 | 371089 | 69709.2 | 0.35443 | 0 | 42340.4 | 169792 | 279445 | 79392.5 | 0 | 1634291
2019-12-01 | 6288.79 | 195269 | 241687 | 182795 | 17234.4 | 383458 | 72032.8 | 0.63291 | 0 | 43751.7 | 175452 | 288760 | 82039 | 0 | 1688767
2020-01-01 | 6288.79 | 195269 | 241687 | 182795 | 17234.4 | 383458 | 72032.8 | 0.63291 | 0 | 43751.7 | 175452 | 288760 | 82039 | 0 | 1688767
2020-02-01 | 5680.2 | 176372 | 218298 | 165105 | 15566.6 | 346350 | 65061.9 | 0 | 0 | 39517.7 | 158472 | 260815 | 74099.7 | 0 | 1525338
2020-03-01 | 6288.79 | 195269 | 241687 | 182795 | 17234.4 | 383458 | 72032.8 | 0 | 0 | 43751.7 | 175452 | 288760 | 82039 | 0 | 1688767
2020-04-01 | 6085.93 | 188970 | 233890 | 176898 | 16678.5 | 371089 | 69709.2 | 0.35443 | 0 | 42340.4 | 169792 | 279445 | 79392.5 | 0 | 1634291
2020-05-01 | 6288.79 | 195269 | 241687 | 182795 | 17234.4 | 383458 | 72032.8 | 0.63291 | 0 | 43751.7 | 175452 | 288760 | 82039 | 0 | 1688767
2020-06-01 | 6085.93 | 188970 | 233890 | 176898 | 16678.5 | 371089 | 69709.2 | 0.35443 | 0 | 42340.4 | 169792 | 279445 | 79392.5 | 0 | 1634291
2020-07-01 | 6288.79 | 195269 | 241687 | 182795 | 17234.4 | 383458 | 72032.8 | 0.63291 | 0 | 43751.7 | 175452 | 288760 | 82039 | 0 | 1688767
2020-08-01 | 6288.79 | 195269 | 241687 | 182795 | 17234.4 | 383458 | 72032.8 | 0.63291 | 0 | 43751.7 | 175452 | 288760 | 82039 | 0 | 1688767
2020-09-01 | 6116.74 | 196064 | 241341 | 182516 | 16883.1 | 375650 | 71929.8 | 0.83544 | 0 | 43689.2 | 181278 | 286789 | 81045.2 | 0 | 1683302
2020-10-01 | 6320.63 | 202599 | 249385 | 188600 | 17445.9 | 388172 | 74327.5 | 0.26329 | 0 | 45145.5 | 187320 | 296349 | 83746.7 | 0 | 1739411
2020-11-01 | 6116.74 | 196064 | 241341 | 182516 | 16883.1 | 375650 | 71929.8 | 0.83544 | 0 | 43689.2 | 181278 | 286789 | 81045.2 | 0 | 1683302
2020-12-01 | 6320.63 | 202599 | 249385 | 188600 | 17445.9 | 388172 | 74327.5 | 0.26329 | 0 | 45145.5 | 187320 | 296349 | 83746.7 | 0 | 1739411
2021-01-01 | 6320.63 | 202599 | 249385 | 188600 | 17445.9 | 388172 | 74327.5 | 20758.3 | 0 | 45145.5 | 187320 | 296349 | 83746.7 | 0 | 1760169
2021-02-01 | 5708.96 | 182993 | 225251 | 170348 | 15757.5 | 350607 | 67134.5 | 0.97975 | 0 | 40776.6 | 169193 | 267670 | 75642.2 | 0 | 1571082
2021-03-01 | 6320.63 | 202599 | 249385 | 188600 | 17445.9 | 388172 | 74327.5 | 29548.8 | 0 | 45145.5 | 187320 | 296349 | 83746.7 | 0 | 1768960
2021-04-01 | 6116.74 | 196064 | 241341 | 182516 | 16883.1 | 375650 | 71929.8 | 33557.9 | 0 | 43689.2 | 181278 | 286789 | 81045.2 | 0 | 1716859
2021-05-01 | 6320.63 | 202599 | 249385 | 188600 | 17445.9 | 388172 | 74327.5 | 35141.9 | 0 | 45145.5 | 187320 | 296349 | 83746.7 | 0 | 1774553
2021-06-01 | 6116.74 | 196064 | 241341 | 182516 | 16883.1 | 375650 | 71929.8 | 33962.8 | 0 | 43689.2 | 181278 | 286789 | 81045.2 | 0 | 1717264
2021-07-01 | 6320.63 | 202599 | 249385 | 188600 | 17445.9 | 388172 | 74327.5 | 35168.3 | 0 | 45145.5 | 187320 | 296349 | 83746.7 | 0 | 1774579
2021-08-01 | 6320.63 | 202599 | 249385 | 188600 | 17445.9 | 388172 | 74327.5 | 35150.5 | 0 | 45145.5 | 187320 | 296349 | 83746.7 | 0 | 1774561
2021-09-01 | 6147.56 | 203158 | 248791 | 188217 | 17087.7 | 380211 | 74150.5 | 0.31646 | 0 | 45038.1 | 192764 | 294133 | 82697.8 | 0 | 1732395
2021-10-01 | 6352.47 | 209930 | 257084 | 194491 | 17657.3 | 392885 | 76622.2 | 35857.3 | 0 | 46539.4 | 199189 | 303937 | 85454.4 | 0 | 1825999
2021-11-01 | 6147.56 | 203158 | 248791 | 188217 | 17087.7 | 380211 | 74150.5 | 34586.3 | 0 | 45038.1 | 192764 | 294133 | 82697.8 | 0 | 1766981
2021-12-01 | 6352.47 | 209930 | 257084 | 194491 | 17657.3 | 392885 | 76622.2 | 0.89367 | 0 | 46539.4 | 199189 | 303937 | 85454.4 | 0 | 1790142
2022-01-01 | 6352.47 | 209930 | 257084 | 194491 | 17657.3 | 392885 | 76622.2 | 0 | 0 | 46539.4 | 199189 | 303937 | 85454.4 | 0 | 1790142
2022-02-01 | 5737.72 | 189614 | 232205 | 175670 | 15948.5 | 354864 | 69207.1 | 0 | 0 | 42035.5 | 179913 | 274524 | 77184.6 | 0 | 1616902
2022-03-01 | 6352.47 | 209930 | 257084 | 194491 | 17657.3 | 392885 | 76622.2 | 0.89367 | 0 | 46539.4 | 199189 | 303937 | 85454.4 | 0 | 1790142
2022-04-01 | 6147.56 | 203158 | 248791 | 188217 | 17087.7 | 380211 | 74150.5 | 0 | 0 | 45038.1 | 192764 | 294133 | 82697.8 | 0 | 1732395
2022-05-01 | 6352.47 | 209930 | 257084 | 194491 | 17657.3 | 392885 | 76622.2 | 0 | 0 | 46539.4 | 199189 | 303937 | 85454.4 | 0 | 1790142
2022-06-01 | 6147.56 | 203158 | 248791 | 188217 | 17087.7 | 380211 | 74150.5 | 0.31646 | 0 | 45038.1 | 192764 | 294133 | 82697.8 | 0 | 1732395
2022-07-01 | 6352.47 | 209930 | 257084 | 194491 | 17657.3 | 392885 | 76622.2 | 0.89367 | 0 | 46539.4 | 199189 | 303937 | 85454.4 | 0 | 1790142
2022-08-01 | 6352.47 | 209930 | 257084 | 194491 | 17657.3 | 392885 | 76622.2 | 0.89367 | 0 | 46539.4 | 199189 | 303937 | 85454.4 | 0 | 1790142
2022-09-01 | 6178.37 | 210251 | 256241 | 194003 | 17292.3 | 384772 | 76371.1 | 0.79747 | 0 | 46387 | 204250 | 301477 | 84350.4 | 0 | 1781574
2022-10-01 | 6384.32 | 217260 | 264782 | 200469 | 17868.7 | 397598 | 78916.9 | 0.52405 | 0 | 47933.2 | 211058 | 311526 | 87162.1 | 0 | 1840959
2022-11-01 | 6178.37 | 210251 | 256241 | 194003 | 17292.3 | 384772 | 76371.1 | 0.79747 | 0 | 46387 | 204250 | 301477 | 84350.4 | 0 | 1781574
2022-12-01 | 6384.32 | 217260 | 264782 | 200469 | 17868.7 | 397598 | 78916.9 | 0.52405 | 0 | 47933.2 | 211058 | 311526 | 87162.1 | 0 | 1840959
2023-01-01 | 6384.32 | 217260 | 264782 | 200469 | 17868.7 | 397598 | 78916.9 | 0.52405 | 0 | 47933.2 | 211058 | 311526 | 87162.1 | 0 | 1840959
2023-02-01 | 5766.48 | 196235 | 239158 | 181069 | 16139.5 | 359121 | 71279.7 | 0.3443 | 0 | 43294.5 | 190633 | 281379 | 78727 | 0 | 1662802
2023-03-01 | 6384.32 | 217260 | 264782 | 200469 | 17868.7 | 397598 | 78916.9 | 0 | 0 | 47933.2 | 211058 | 311526 | 87162.1 | 0 | 1840959
2023-04-01 | 6178.37 | 210251 | 256241 | 194003 | 17292.3 | 384772 | 76371.1 | 0.79747 | 0 | 46387 | 204250 | 301477 | 84350.4 | 0 | 1781574
2023-05-01 | 6384.32 | 217260 | 264782 | 200469 | 17868.7 | 397598 | 78916.9 | 33732.3 | 0 | 47933.2 | 211058 | 311526 | 87162.1 | 0 | 1874691
2023-06-01 | 6178.37 | 210251 | 256241 | 194003 | 17292.3 | 384772 | 76371.1 | 35329 | 0 | 46387 | 204250 | 301477 | 84350.4 | 0 | 1816902
2023-07-01 | 6384.32 | 217260 | 264782 | 200469 | 17868.7 | 397598 | 78916.9 | 36463 | 0 | 47933.2 | 211058 | 311526 | 87162.1 | 0 | 1877422
2023-08-01 | 6384.32 | 217260 | 264782 | 200469 | 17868.7 | 397598 | 78916.9 | 36527.2 | 0 | 47933.2 | 211058 | 311526 | 87162.1 | 0 | 1877486
2023-09-01 | 6209.19 | 217345 | 263691 | 199872 | 17496.9 | 389333 | 78591.8 | 0.27848 | 0 | 47735.8 | 215735 | 308821 | 86003 | 0 | 1830835
2023-10-01 | 6416.16 | 224590 | 272481 | 206534 | 18080.1 | 402311 | 81211.5 | 37214.9 | 0 | 49327 | 222927 | 319115 | 88869.8 | 0 | 1929077
2023-11-01 | 6209.19 | 217345 | 263691 | 199872 | 17496.9 | 389333 | 78591.8 | 0.27848 | 0 | 47735.8 | 215735 | 308821 | 86003 | 0 | 1830835
2023-12-01 | 6416.16 | 224590 | 272481 | 206534 | 18080.1 | 402311 | 81211.5 | 0.15443 | 0 | 49327 | 222927 | 319115 | 88869.8 | 0 | 1891862
2024-01-01 | 6416.16 | 224590 | 272481 | 206534 | 18080.1 | 402311 | 81211.5 | 0.15443 | 0 | 49327 | 222927 | 319115 | 88869.8 | 0 | 1891862
2024-02-01 | 5795.24 | 202855 | 246112 | 186547 | 16330.5 | 363378 | 73352.4 | 0 | 0 | 44553.4 | 201353 | 288233 | 80269.5 | 0 | 1708779
2024-03-01 | 6416.16 | 224590 | 272481 | 206534 | 18080.1 | 402311 | 81211.5 | 25718.2 | 0 | 49327 | 222927 | 319115 | 88869.8 | 0 | 1917580
2024-04-01 | 6209.19 | 217345 | 263691 | 199872 | 17496.9 | 389333 | 78591.8 | 25997.3 | 0 | 47735.8 | 215735 | 308821 | 86003 | 0 | 1856832
2024-05-01 | 6416.16 | 224590 | 272481 | 206534 | 18080.1 | 402311 | 81211.5 | 37199 | 0 | 49327 | 222927 | 319115 | 88869.8 | 0 | 1929061
2024-06-01 | 6209.19 | 217345 | 263691 | 199872 | 17496.9 | 389333 | 78591.8 | 36085.3 | 0 | 47735.8 | 215735 | 308821 | 86003 | 0 | 1866920
2024-07-01 | 6416.16 | 224590 | 272481 | 206534 | 18080.1 | 402311 | 81211.5 | 37255 | 0 | 49327 | 222927 | 319115 | 88869.8 | 0 | 1929117
2024-08-01 | 6416.16 | 224590 | 272481 | 206534 | 18080.1 | 402311 | 81211.5 | 37289.9 | 0 | 49327 | 222927 | 319115 | 88869.8 | 0 | 1929152
2024-09-01 | 6240 | 224439 | 271142 | 205824 | 17701.5 | 393894 | 80812.5 | 0.75949 | 0 | 49084.7 | 227221 | 316165 | 87655.6 | 0 | 1880180
2024-10-01 | 6448 | 231920 | 280180 | 212685 | 18291.6 | 407024 | 83506.2 | 37907 | 0 | 50720.8 | 234795 | 326704 | 90577.5 | 0 | 1980759
2024-11-01 | 6240 | 224439 | 271142 | 205824 | 17701.5 | 393894 | 80812.5 | 0.75949 | 0 | 49084.7 | 227221 | 316165 | 87655.6 | 0 | 1880180
2024-12-01 | 6448 | 231920 | 280180 | 212685 | 18291.6 | 407024 | 83506.2 | 0.78481 | 0 | 50720.8 | 234795 | 326704 | 90577.5 | 0 | 1942853
2025-01-01 | 6448 | 231920 | 280180 | 212685 | 18291.6 | 407024 | 83506.2 | 0 | 0 | 50720.8 | 234795 | 326704 | 90577.5 | 0 | 1942852
2025-02-01 | 5824 | 209476 | 253065 | 192102 | 16521.4 | 367635 | 75425 | 0 | 0 | 45812.4 | 212073 | 295087 | 81811.9 | 0 | 1754834
2025-03-01 | 6448 | 231920 | 280180 | 212685 | 18291.6 | 407024 | 83506.2 | 0.78481 | 0 | 50720.8 | 234795 | 326704 | 90577.5 | 0 | 1942853
2025-04-01 | 6240 | 224439 | 271142 | 205824 | 17701.5 | 393894 | 80812.5 | 0 | 0 | 49084.7 | 227221 | 316165 | 87655.6 | 0 | 1880179
2025-05-01 | 6448 | 231920 | 280180 | 212685 | 18291.6 | 407024 | 83506.2 | 0.78481 | 0 | 50720.8 | 234795 | 326704 | 90577.5 | 0 | 1942853
2025-06-01 | 6240 | 224439 | 271142 | 205824 | 17701.5 | 393894 | 80812.5 | 0.75949 | 0 | 49084.7 | 227221 | 316165 | 87655.6 | 0 | 1880180
2025-07-01 | 6448 | 231920 | 280180 | 212685 | 18291.6 | 407024 | 83506.2 | 0.78481 | 0 | 50720.8 | 234795 | 326704 | 90577.5 | 0 | 1942853
2025-08-01 | 6448 | 231920 | 280180 | 212685 | 18291.6 | 407024 | 83506.2 | 0.78481 | 0 | 50720.8 | 234795 | 326704 | 90577.5 | 0 | 1942853
2025-09-01 | 6271.41 | 232863 | 278268 | 208354 | 17919.3 | 398736 | 83386.5 | 0.6962 | 0 | 50648 | 242591 | 324475 | 89480.3 | 0 | 1932993
2025-10-01 | 6480.45 | 240626 | 287543 | 215299 | 18516.7 | 412027 | 86166.1 | 38844.5 | 0 | 52336.3 | 250678 | 335290 | 92463 | 0 | 2036270
2025-11-01 | 6271.41 | 232863 | 278268 | 208354 | 17919.3 | 398736 | 83386.5 | 0.6962 | 0 | 50648 | 242591 | 324475 | 89480.3 | 0 | 1932993
2025-12-01 | 6480.45 | 240626 | 287543 | 215299 | 18516.7 | 412027 | 86166.1 | 0.28608 | 0 | 52336.3 | 250678 | 335290 | 92463 | 0 | 1997426
2026-01-01 | 6480.45 | 240626 | 287543 | 215299 | 18516.7 | 412027 | 86166.1 | 284.286 | 0 | 52336.3 | 250678 | 335290 | 92463 | 0 | 1997710
2026-02-01 | 5853.31 | 217339 | 259716 | 194464 | 16724.7 | 372153 | 77827.4 | 0 | 0 | 47271.5 | 226419 | 302843 | 83514.9 | 0 | 1804126
2026-03-01 | 6480.45 | 240626 | 287543 | 215299 | 18516.7 | 412027 | 86166.1 | 8086.29 | 0 | 52336.3 | 250678 | 335290 | 92463 | 0 | 2005512
2026-04-01 | 6271.41 | 232863 | 278268 | 208354 | 17919.3 | 398736 | 83386.5 | 37304.7 | 0 | 50648 | 242591 | 324475 | 89480.3 | 0 | 1970297
2026-05-01 | 6480.45 | 240626 | 287543 | 215299 | 18516.7 | 412027 | 86166.1 | 38715.2 | 0 | 52336.3 | 250678 | 335290 | 92463 | 0 | 2036141
2026-06-01 | 6271.41 | 232863 | 278268 | 208354 | 17919.3 | 398736 | 83386.5 | 0.6962 | 0 | 50648 | 242591 | 324475 | 89480.3 | 0 | 1932993
2026-07-01 | 6480.45 | 240626 | 287543 | 215299 | 18516.7 | 412027 | 86166.1 | 8602.29 | 0 | 52336.3 | 250678 | 335290 | 92463 | 0 | 2006028
2026-08-01 | 6480.45 | 240626 | 287543 | 215299 | 18516.7 | 412027 | 86166.1 | 38854.8 | 0 | 52336.3 | 250678 | 335290 | 92463 | 0 | 2036280
2026-09-01 | 6302.81 | 241288 | 285394 | 210884 | 18137.2 | 403577 | 85960.6 | 0.63291 | 0 | 52211.4 | 257961 | 332784 | 91305 | 0 | 1985806
2026-10-01 | 6512.91 | 249331 | 294907 | 217913 | 18741.7 | 417030 | 88825.9 | 39582.5 | 0 | 53951.8 | 266560 | 343877 | 94348.5 | 0 | 2091581
2026-11-01 | 6302.81 | 241288 | 285394 | 210884 | 18137.2 | 403577 | 85960.6 | 9302.63 | 0 | 52211.4 | 257961 | 332784 | 91305 | 0 | 1995108
2026-12-01 | 6512.91 | 249331 | 294907 | 217913 | 18741.7 | 417030 | 88825.9 | 39354.2 | 0 | 53951.8 | 266560 | 343877 | 94348.5 | 0 | 2091353
2027-01-01 | 6512.91 | 249331 | 294907 | 217913 | 18741.7 | 417030 | 88825.9 | 0.78734 | 0 | 53951.8 | 266560 | 343877 | 94348.5 | 0 | 2051999
2027-02-01 | 5882.63 | 225202 | 266367 | 196825 | 16928 | 376672 | 80229.9 | 0.32405 | 0 | 48730.6 | 240764 | 310598 | 85218 | 0 | 1853418
2027-03-01 | 6512.91 | 249331 | 294907 | 217913 | 18741.7 | 417030 | 88825.9 | 0 | 0 | 53951.8 | 266560 | 343877 | 94348.5 | 0 | 2051999
2027-04-01 | 6302.81 | 241288 | 285394 | 210884 | 18137.2 | 403577 | 85960.6 | 0.63291 | 0 | 52211.4 | 257961 | 332784 | 91305 | 0 | 1985806
2027-05-01 | 6512.91 | 249331 | 294907 | 217913 | 18741.7 | 417030 | 88825.9 | 33638.8 | 0 | 53951.8 | 266560 | 343877 | 94348.5 | 0 | 2085637
2027-06-01 | 6302.81 | 241288 | 285394 | 210884 | 18137.2 | 403577 | 85960.6 | 38310 | 0 | 52211.4 | 257961 | 332784 | 91305 | 0 | 2024115
2027-07-01 | 6512.91 | 249331 | 294907 | 217913 | 18741.7 | 417030 | 88825.9 | 39590.3 | 0 | 53951.8 | 266560 | 343877 | 94348.5 | 0 | 2091589
2027-08-01 | 6512.91 | 249331 | 294907 | 217913 | 18741.7 | 417030 | 88825.9 | 39582 | 0 | 53951.8 | 266560 | 343877 | 94348.5 | 0 | 2091581
2027-09-01 | 6334.22 | 249713 | 292520 | 213414 | 18355 | 408419 | 88534.6 | 0.56962 | 0 | 53774.8 | 273331 | 341093 | 93129.7 | 0 | 2038619
2027-10-01 | 6545.36 | 258036 | 302270 | 220528 | 18966.8 | 422033 | 91485.8 | 0.28861 | 0 | 55567.3 | 282442 | 352463 | 96234 | 0 | 2106572
2027-11-01 | 6334.22 | 249713 | 292520 | 213414 | 18355 | 408419 | 88534.6 | 0.56962 | 0 | 53774.8 | 273331 | 341093 | 93129.7 | 0 | 2038619
2027-12-01 | 6545.36 | 258036 | 302270 | 220528 | 18966.8 | 422033 | 91485.8 | 0.28861 | 0 | 55567.3 | 282442 | 352463 | 96234 | 0 | 2106572
2028-01-01 | 6545.36 | 258036 | 302270 | 220528 | 18966.8 | 422033 | 91485.8 | 0.28861 | 0 | 55567.3 | 282442 | 352463 | 96234 | 0 | 2106572
2028-02-01 | 5911.94 | 233065 | 273018 | 199186 | 17131.3 | 381191 | 82632.3 | 0.13165 | 0 | 50189.8 | 255109 | 318354 | 86921 | 0 | 1902710
2028-03-01 | 6545.36 | 258036 | 302270 | 220528 | 18966.8 | 422033 | 91485.8 | 0 | 0 | 55567.3 | 282442 | 352463 | 96234 | 0 | 2106572
2028-04-01 | 6334.22 | 249713 | 292520 | 213414 | 18355 | 408419 | 88534.6 | 0.56962 | 0 | 53774.8 | 273331 | 341093 | 93129.7 | 0 | 2038619
2028-05-01 | 6545.36 | 258036 | 302270 | 220528 | 18966.8 | 422033 | 91485.8 | 0.28861 | 0 | 55567.3 | 282442 | 352463 | 96234 | 0 | 2106572
2028-06-01 | 6334.22 | 249713 | 292520 | 213414 | 18355 | 408419 | 88534.6 | 0.56962 | 0 | 53774.8 | 273331 | 341093 | 93129.7 | 0 | 2038619
2028-07-01 | 6545.36 | 258036 | 302270 | 220528 | 18966.8 | 422033 | 91485.8 | 0.28861 | 0 | 55567.3 | 282442 | 352463 | 96234 | 0 | 2106572
2028-08-01 | 6545.36 | 258036 | 302270 | 220528 | 18966.8 | 422033 | 91485.8 | 0.28861 | 0 | 55567.3 | 282442 | 352463 | 96234 | 0 | 2106572
2028-09-01 | 6365.63 | 258137 | 299646 | 215944 | 18572.8 | 413261 | 91108.7 | 0.50633 | 0 | 55338.1 | 288701 | 349403 | 94954.4 | 0 | 2091431
2028-10-01 | 6577.82 | 266742 | 309634 | 223142 | 19191.9 | 427036 | 94145.7 | 0.78987 | 0 | 57182.7 | 298325 | 361049 | 98119.5 | 0 | 2161146
2028-11-01 | 6365.63 | 258137 | 299646 | 215944 | 18572.8 | 413261 | 91108.7 | 0.50633 | 0 | 55338.1 | 288701 | 349403 | 94954.4 | 0 | 2091431
2028-12-01 | 6577.82 | 266742 | 309634 | 223142 | 19191.9 | 427036 | 94145.7 | 0.78987 | 0 | 57182.7 | 298325 | 361049 | 98119.5 | 0 | 2161146
2029-01-01 | 6577.82 | 266742 | 309634 | 223142 | 19191.9 | 427036 | 94145.7 | 40299.6 | 0 | 57182.7 | 298325 | 361049 | 98119.5 | 0 | 2201445
2029-02-01 | 5941.25 | 240928 | 279669 | 201547 | 17334.6 | 385710 | 85034.8 | 0.93924 | 0 | 51648.9 | 269455 | 326109 | 88624.1 | 0 | 1952003
2029-03-01 | 6577.82 | 266742 | 309634 | 223142 | 19191.9 | 427036 | 94145.7 | 0.78987 | 0 | 57182.7 | 298325 | 361049 | 98119.5 | 0 | 2161146
2029-04-01 | 6365.63 | 258137 | 299646 | 215944 | 18572.8 | 413261 | 91108.7 | 39842.6 | 0 | 55338.1 | 288701 | 349403 | 94954.4 | 0 | 2131274
2029-05-01 | 6577.82 | 266742 | 309634 | 223142 | 19191.9 | 427036 | 94145.7 | 41059.6 | 0 | 57182.7 | 298325 | 361049 | 98119.5 | 0 | 2202205
2029-06-01 | 6365.63 | 258137 | 299646 | 215944 | 18572.8 | 413261 | 91108.7 | 39800.1 | 0 | 55338.1 | 288701 | 349403 | 94954.4 | 0 | 2131231
2029-07-01 | 6577.82 | 266742 | 309634 | 223142 | 19191.9 | 427036 | 94145.7 | 41060.9 | 0 | 57182.7 | 298325 | 361049 | 98119.5 | 0 | 2202206
2029-08-01 | 6577.82 | 266742 | 309634 | 223142 | 19191.9 | 427036 | 94145.7 | 41135.1 | 0 | 57182.7 | 298325 | 361049 | 98119.5 | 0 | 2202280
2029-09-01 | 6397.04 | 266562 | 306772 | 218474 | 18790.6 | 418102 | 93682.8 | 0.44304 | 0 | 56901.5 | 304071 | 357712 | 96779 | 0 | 2144244
2029-10-01 | 6610.27 | 275447 | 316998 | 225756 | 19417 | 432039 | 96805.5 | 41958.2 | 0 | 58798.2 | 314207 | 369636 | 100005 | 0 | 2257677
2029-11-01 | 6397.04 | 266562 | 306772 | 218474 | 18790.6 | 418102 | 93682.8 | 40430.9 | 0 | 56901.5 | 304071 | 357712 | 96779 | 0 | 2184675
2029-12-01 | 6610.27 | 275447 | 316998 | 225756 | 19417 | 432039 | 96805.5 | 0.29114 | 0 | 58798.2 | 314207 | 369636 | 100005 | 0 | 2215719
2030-01-01 | 6610.27 | 275447 | 316998 | 225756 | 19417 | 432039 | 96805.5 | 0 | 0 | 58798.2 | 314207 | 369636 | 100005 | 0 | 2215719
2030-02-01 | 5970.57 | 248791 | 286320 | 203909 | 17537.9 | 390229 | 87437.2 | 0.74684 | 0 | 53108.1 | 283800 | 333865 | 90327.1 | 0 | 2001295
2030-03-01 | 6610.27 | 275447 | 316998 | 225756 | 19417 | 432039 | 96805.5 | 0 | 0 | 58798.2 | 314207 | 369636 | 100005 | 0 | 2215719
2030-04-01 | 6397.04 | 266562 | 306772 | 218474 | 18790.6 | 418102 | 93682.8 | 0 | 0 | 56901.5 | 304071 | 357712 | 96779 | 0 | 2144244
2030-05-01 | 6610.27 | 275447 | 316998 | 225756 | 19417 | 432039 | 96805.5 | 0 | 0 | 58798.2 | 314207 | 369636 | 100005 | 0 | 2215719
2030-06-01 | 6397.04 | 266562 | 306772 | 218474 | 18790.6 | 418102 | 93682.8 | 0.44304 | 0 | 56901.5 | 304071 | 357712 | 96779 | 0 | 2144244
2030-07-01 | 6610.27 | 275447 | 316998 | 225756 | 19417 | 432039 | 96805.5 | 0.29114 | 0 | 58798.2 | 314207 | 369636 | 100005 | 0 | 2215719
2030-08-01 | 6610.27 | 275447 | 316998 | 225756 | 19417 | 432039 | 96805.5 | 0.29114 | 0 | 58798.2 | 314207 | 369636 | 100005 | 0 | 2215719
2030-09-01 | 6429.33 | 275054 | 313158 | 220702 | 18982.5 | 422368 | 95633 | 0.3038 | 0 | 58086.1 | 317247 | 363241 | 98275.3 | 0 | 2189177
2030-10-01 | 6643.64 | 284222 | 323596 | 228059 | 19615.2 | 436446 | 98820.8 | 0.11392 | 0 | 60022.3 | 327822 | 375350 | 101551 | 0 | 2262149
2030-11-01 | 6429.33 | 275054 | 313158 | 220702 | 18982.5 | 422368 | 95633 | 0.3038 | 0 | 58086.1 | 317247 | 363241 | 98275.3 | 0 | 2189177
2030-12-01 | 6643.64 | 284222 | 323596 | 228059 | 19615.2 | 436446 | 98820.8 | 0.11392 | 0 | 60022.3 | 327822 | 375350 | 101551 | 0 | 2262149
2031-01-01 | 6643.64 | 284222 | 323596 | 228059 | 19615.2 | 436446 | 98820.8 | 0.11392 | 0 | 60022.3 | 327822 | 375350 | 101551 | 0 | 2262149
2031-02-01 | 6000.71 | 256717 | 292281 | 205989 | 17717 | 394210 | 89257.5 | 0.68354 | 0 | 54213.7 | 296097 | 339025 | 91723.6 | 0 | 2043232
2031-03-01 | 6643.64 | 284222 | 323596 | 228059 | 19615.2 | 436446 | 98820.8 | 0 | 0 | 60022.3 | 327822 | 375350 | 101551 | 0 | 2262149
2031-04-01 | 6429.33 | 275054 | 313158 | 220702 | 18982.5 | 422368 | 95633 | 0.3038 | 0 | 58086.1 | 317247 | 363241 | 98275.3 | 0 | 2189177
2031-05-01 | 6643.64 | 284222 | 323596 | 228059 | 19615.2 | 436446 | 98820.8 | 42370.3 | 0 | 60022.3 | 327822 | 375350 | 101551 | 0 | 2304519
2031-06-01 | 6429.33 | 275054 | 313158 | 220702 | 18982.5 | 422368 | 95633 | 41116.7 | 0 | 58086.1 | 317247 | 363241 | 98275.3 | 0 | 2230293
2031-07-01 | 6643.64 | 284222 | 323596 | 228059 | 19615.2 | 436446 | 98820.8 | 42616.8 | 0 | 60022.3 | 327822 | 375350 | 101551 | 0 | 2304766
2031-08-01 | 6643.64 | 284222 | 323596 | 228059 | 19615.2 | 436446 | 98820.8 | 42561.4 | 0 | 60022.3 | 327822 | 375350 | 101551 | 0 | 2304710
2031-09-01 | 6461.63 | 283546 | 319544 | 222931 | 19174.3 | 426633 | 97583.3 | 21121.2 | 0 | 59270.7 | 330423 | 368771 | 99771.5 | 0 | 2255230
2031-10-01 | 6677.02 | 292997 | 330195 | 230362 | 19813.5 | 440854 | 100836 | 43266.1 | 0 | 61246.4 | 341437 | 381063 | 103097 | 0 | 2351845
2031-11-01 | 6461.63 | 283546 | 319544 | 222931 | 19174.3 | 426633 | 97583.3 | 0.16456 | 0 | 59270.7 | 330423 | 368771 | 99771.5 | 0 | 2234109
2031-12-01 | 6677.02 | 292997 | 330195 | 230362 | 19813.5 | 440854 | 100836 | 0.93671 | 0 | 61246.4 | 341437 | 381063 | 103097 | 0 | 2308580
2032-01-01 | 6677.02 | 292997 | 330195 | 230362 | 19813.5 | 440854 | 100836 | 0.93671 | 0 | 61246.4 | 341437 | 381063 | 103097 | 0 | 2308580
2032-02-01 | 6030.85 | 264643 | 298241 | 208069 | 17896 | 398191 | 91077.8 | 0 | 0 | 55319.3 | 308395 | 344186 | 93120.1 | 0 | 2085168
2032-03-01 | 6677.02 | 292997 | 330195 | 230362 | 19813.5 | 440854 | 100836 | 0 | 0 | 61246.4 | 341437 | 381063 | 103097 | 0 | 2308579
2032-04-01 | 6461.63 | 283546 | 319544 | 222931 | 19174.3 | 426633 | 97583.3 | 31352.2 | 0 | 59270.7 | 330423 | 368771 | 99771.5 | 0 | 2265461
2032-05-01 | 6677.02 | 292997 | 330195 | 230362 | 19813.5 | 440854 | 100836 | 43103.3 | 0 | 61246.4 | 341437 | 381063 | 103097 | 0 | 2351682
2032-06-01 | 6461.63 | 283546 | 319544 | 222931 | 19174.3 | 426633 | 97583.3 | 41777.1 | 0 | 59270.7 | 330423 | 368771 | 99771.5 | 0 | 2275886
2032-07-01 | 6677.02 | 292997 | 330195 | 230362 | 19813.5 | 440854 | 100836 | 43053.6 | 0 | 61246.4 | 341437 | 381063 | 103097 | 0 | 2351633
2032-08-01 | 6677.02 | 292997 | 330195 | 230362 | 19813.5 | 440854 | 100836 | 43287.2 | 0 | 61246.4 | 341437 | 381063 | 103097 | 0 | 2351866
2032-09-01 | 6493.93 | 292037 | 325930 | 225160 | 19366.2 | 430898 | 99533.6 | 0.025316 | 0 | 60455.3 | 343599 | 374300 | 101268 | 0 | 2279041
2032-10-01 | 6710.39 | 301772 | 336794 | 232665 | 20011.7 | 445261 | 102851 | 43756.5 | 0 | 62470.5 | 355052 | 386777 | 104643 | 0 | 2398766
2032-11-01 | 6493.93 | 292037 | 325930 | 225160 | 19366.2 | 430898 | 99533.6 | 0.025316 | 0 | 60455.3 | 343599 | 374300 | 101268 | 0 | 2279041
2032-12-01 | 6710.39 | 301772 | 336794 | 232665 | 20011.7 | 445261 | 102851 | 0.75949 | 0 | 62470.5 | 355052 | 386777 | 104643 | 0 | 2355010
2033-01-01 | 6710.39 | 301772 | 336794 | 232665 | 20011.7 | 445261 | 102851 | 0 | 0 | 62470.5 | 355052 | 386777 | 104643 | 0 | 2355009
2033-02-01 | 6061 | 272568 | 304201 | 210149 | 18075.1 | 402172 | 92898 | 0 | 0 | 56425 | 320692 | 349347 | 94516.5 | 0 | 2127105
2033-03-01 | 6710.39 | 301772 | 336794 | 232665 | 20011.7 | 445261 | 102851 | 0.75949 | 0 | 62470.5 | 355052 | 386777 | 104643 | 0 | 2355010
2033-04-01 | 6493.93 | 292037 | 325930 | 225160 | 19366.2 | 430898 | 99533.6 | 0 | 0 | 60455.3 | 343599 | 374300 | 101268 | 0 | 2279041
2033-05-01 | 6710.39 | 301772 | 336794 | 232665 | 20011.7 | 445261 | 102851 | 0.75949 | 0 | 62470.5 | 355052 | 386777 | 104643 | 0 | 2355010
2033-06-01 | 6493.93 | 292037 | 325930 | 225160 | 19366.2 | 430898 | 99533.6 | 0.025316 | 0 | 60455.3 | 343599 | 374300 | 101268 | 0 | 2279041
2033-07-01 | 6710.39 | 301772 | 336794 | 232665 | 20011.7 | 445261 | 102851 | 0.75949 | 0 | 62470.5 | 355052 | 386777 | 104643 | 0 | 2355010
2033-08-01 | 6710.39 | 301772 | 336794 | 232665 | 20011.7 | 445261 | 102851 | 0.75949 | 0 | 62470.5 | 355052 | 386777 | 104643 | 0 | 2355010
2033-09-01 | 6526.22 | 300529 | 332316 | 227389 | 19558 | 435163 | 101484 | 0.88608 | 0 | 61639.9 | 356775 | 379829 | 102764 | 0 | 2323975
2033-10-01 | 6743.76 | 310547 | 343393 | 234968 | 20210 | 449669 | 104867 | 44590.8 | 0 | 63694.6 | 368667 | 392490 | 106189 | 0 | 2446030
2033-11-01 | 6526.22 | 300529 | 332316 | 227389 | 19558 | 435163 | 101484 | 0.88608 | 0 | 61639.9 | 356775 | 379829 | 102764 | 0 | 2323975
2033-12-01 | 6743.76 | 310547 | 343393 | 234968 | 20210 | 449669 | 104867 | 0.58228 | 0 | 63694.6 | 368667 | 392490 | 106189 | 0 | 2401440
2034-01-01 | 6743.76 | 310547 | 343393 | 234968 | 20210 | 449669 | 104867 | 0.58228 | 0 | 63694.6 | 368667 | 392490 | 106189 | 0 | 2401440
2034-02-01 | 6091.14 | 280494 | 310162 | 212229 | 18254.2 | 406153 | 94718.3 | 0.49367 | 0 | 57530.6 | 332990 | 354507 | 95913 | 0 | 2169043
2034-03-01 | 6743.76 | 310547 | 343393 | 234968 | 20210 | 449669 | 104867 | 29755.6 | 0 | 63694.6 | 368667 | 392490 | 106189 | 0 | 2431195
2034-04-01 | 6526.22 | 300529 | 332316 | 227389 | 19558 | 435163 | 101484 | 42967.7 | 0 | 61639.9 | 356775 | 379829 | 102764 | 0 | 2366942
2034-05-01 | 6743.76 | 310547 | 343393 | 234968 | 20210 | 449669 | 104867 | 44556.4 | 0 | 63694.6 | 368667 | 392490 | 106189 | 0 | 2445996
2034-06-01 | 6526.22 | 300529 | 332316 | 227389 | 19558 | 435163 | 101484 | 0.88608 | 0 | 61639.9 | 356775 | 379829 | 102764 | 0 | 2323975
2034-07-01 | 6743.76 | 310547 | 343393 | 234968 | 20210 | 449669 | 104867 | 12546.6 | 0 | 63694.6 | 368667 | 392490 | 106189 | 0 | 2413986
2034-08-01 | 6743.76 | 310547 | 343393 | 234968 | 20210 | 449669 | 104867 | 44582.8 | 0 | 63694.6 | 368667 | 392490 | 106189 | 0 | 2446022
2034-09-01 | 6558.52 | 309021 | 338702 | 229617 | 19749.9 | 439429 | 103434 | 0.74684 | 0 | 62824.5 | 369951 | 385359 | 104260 | 0 | 2368907
2034-10-01 | 6777.14 | 319322 | 349992 | 237271 | 20408.2 | 454076 | 106882 | 45248.7 | 0 | 64918.7 | 382282 | 398204 | 107736 | 0 | 2493119
2034-11-01 | 6558.52 | 309021 | 338702 | 229617 | 19749.9 | 439429 | 103434 | 0.74684 | 0 | 62824.5 | 369951 | 385359 | 104260 | 0 | 2368907
2034-12-01 | 6777.14 | 319322 | 349992 | 237271 | 20408.2 | 454076 | 106882 | 45032.5 | 0 | 64918.7 | 382282 | 398204 | 107736 | 0 | 2492902
2035-01-01 | 6777.14 | 319322 | 349992 | 237271 | 20408.2 | 454076 | 106882 | 0.40506 | 0 | 64918.7 | 382282 | 398204 | 107736 | 0 | 2447870
2035-02-01 | 6121.28 | 288420 | 316122 | 214310 | 18433.2 | 410134 | 96538.5 | 0.43038 | 0 | 58636.2 | 345287 | 359668 | 97309.5 | 0 | 2210980
2035-03-01 | 6777.14 | 319322 | 349992 | 237271 | 20408.2 | 454076 | 106882 | 0 | 0 | 64918.7 | 382282 | 398204 | 107736 | 0 | 2447870
2035-04-01 | 6558.52 | 309021 | 338702 | 229617 | 19749.9 | 439429 | 103434 | 0.74684 | 0 | 62824.5 | 369951 | 385359 | 104260 | 0 | 2368907
2035-05-01 | 6777.14 | 319322 | 349992 | 237271 | 20408.2 | 454076 | 106882 | 45155.6 | 0 | 64918.7 | 382282 | 398204 | 107736 | 0 | 2493025
2035-06-01 | 6558.52 | 309021 | 338702 | 229617 | 19749.9 | 439429 | 103434 | 43682.7 | 0 | 62824.5 | 369951 | 385359 | 104260 | 0 | 2412589
2035-07-01 | 6777.14 | 319322 | 349992 | 237271 | 20408.2 | 454076 | 106882 | 45199.7 | 0 | 64918.7 | 382282 | 398204 | 107736 | 0 | 2493070
2035-08-01 | 6777.14 | 319322 | 349992 | 237271 | 20408.2 | 454076 | 106882 | 45240.8 | 0 | 64918.7 | 382282 | 398204 | 107736 | 0 | 2493111
2035-09-01 | 6591.7 | 315454 | 345753 | 231960 | 19951.3 | 443912 | 105587 | 0.91139 | 0 | 64132.3 | 385981 | 391315 | 105872 | 0 | 2416509
2035-10-01 | 6811.43 | 325969 | 357278 | 239692 | 20616.3 | 458709 | 109107 | 0.14177 | 0 | 66270.1 | 398847 | 404359 | 109401 | 0 | 2497058
2035-11-01 | 6591.7 | 315454 | 345753 | 231960 | 19951.3 | 443912 | 105587 | 0.91139 | 0 | 64132.3 | 385981 | 391315 | 105872 | 0 | 2416509
2035-12-01 | 6811.43 | 325969 | 357278 | 239692 | 20616.3 | 458709 | 109107 | 0 | 0 | 66270.1 | 398847 | 404359 | 109401 | 0 | 2497058
2036-01-01 | 6811.43 | 325969 | 357278 | 239692 | 20616.3 | 458709 | 109107 | 0 | 0 | 66270.1 | 398847 | 404359 | 109401 | 0 | 2497058
2036-02-01 | 6152.26 | 294423 | 322702 | 216496 | 18621.2 | 414318 | 98548.1 | 0 | 0 | 59856.8 | 360249 | 365227 | 98813.5 | 0 | 2255407
2036-03-01 | 6811.43 | 325969 | 357278 | 239692 | 20616.3 | 458709 | 109107 | 0 | 0 | 66270.1 | 398847 | 404359 | 109401 | 0 | 2497058
2036-04-01 | 6591.7 | 315454 | 345753 | 231960 | 19951.3 | 443912 | 105587 | 0.91139 | 0 | 64132.3 | 385981 | 391315 | 105872 | 0 | 2416509
2036-05-01 | 6811.43 | 325969 | 357278 | 239692 | 20616.3 | 458709 | 109107 | 0.14177 | 0 | 66270.1 | 398847 | 404359 | 109401 | 0 | 2497058
2036-06-01 | 6591.7 | 315454 | 345753 | 231960 | 19951.3 | 443912 | 105587 | 0.91139 | 0 | 64132.3 | 385981 | 391315 | 105872 | 0 | 2416509
2036-07-01 | 6811.43 | 325969 | 357278 | 239692 | 20616.3 | 458709 | 109107 | 0.14177 | 0 | 66270.1 | 398847 | 404359 | 109401 | 0 | 2497058
2036-08-01 | 6811.43 | 325969 | 357278 | 239692 | 20616.3 | 458709 | 109107 | 0.14177 | 0 | 66270.1 | 398847 | 404359 | 109401 | 0 | 2497058
2036-09-01 | 6624.89 | 321886 | 352803 | 234302 | 20152.7 | 448395 | 107740 | 0.075949 | 0 | 65440.1 | 402011 | 397272 | 107483 | 0 | 2464110
2036-10-01 | 6845.72 | 332615 | 364563 | 242113 | 20824.5 | 463341 | 111332 | 36262.9 | 0 | 67621.5 | 415411 | 410514 | 111066 | 0 | 2582509
2036-11-01 | 6624.89 | 321886 | 352803 | 234302 | 20152.7 | 448395 | 107740 | 0 | 0 | 65440.1 | 402011 | 397272 | 107483 | 0 | 2464109
2036-12-01 | 6845.72 | 332615 | 364563 | 242113 | 20824.5 | 463341 | 111332 | 0.87848 | 0 | 67621.5 | 415411 | 410514 | 111066 | 0 | 2546247
2037-01-01 | 6845.72 | 332615 | 364563 | 242113 | 20824.5 | 463341 | 111332 | 0.87848 | 0 | 67621.5 | 415411 | 410514 | 111066 | 0 | 2546247
2037-02-01 | 6183.23 | 300427 | 329283 | 218682 | 18809.2 | 418502 | 100558 | 0 | 0 | 61077.4 | 375210 | 370787 | 100317 | 0 | 2299835
2037-03-01 | 6845.72 | 332615 | 364563 | 242113 | 20824.5 | 463341 | 111332 | 0 | 0 | 67621.5 | 415411 | 410514 | 111066 | 0 | 2546246
2037-04-01 | 6624.89 | 321886 | 352803 | 234302 | 20152.7 | 448395 | 107740 | 0 | 0 | 65440.1 | 402011 | 397272 | 107483 | 0 | 2464109
2037-05-01 | 6845.72 | 332615 | 364563 | 242113 | 20824.5 | 463341 | 111332 | 0.87848 | 0 | 67621.5 | 415411 | 410514 | 111066 | 0 | 2546247
2037-06-01 | 6624.89 | 321886 | 352803 | 234302 | 20152.7 | 448395 | 107740 | 0.075949 | 0 | 65440.1 | 402011 | 397272 | 107483 | 0 | 2464110
2037-07-01 | 6845.72 | 332615 | 364563 | 242113 | 20824.5 | 463341 | 111332 | 0.87848 | 0 | 67621.5 | 415411 | 410514 | 111066 | 0 | 2546247
2037-08-01 | 6845.72 | 332615 | 364563 | 242113 | 20824.5 | 463341 | 111332 | 0.87848 | 0 | 67621.5 | 415411 | 410514 | 111066 | 0 | 2546247
2037-09-01 | 6658.07 | 328318 | 359854 | 236645 | 20354.1 | 452877 | 109893 | 0.24051 | 0 | 66747.9 | 418041 | 403228 | 109094 | 0 | 2511711
2037-10-01 | 6880.01 | 339262 | 371849 | 244533 | 21032.6 | 467973 | 113556 | 0.61519 | 0 | 68972.8 | 431976 | 416669 | 112731 | 0 | 2595435
2037-11-01 | 6658.07 | 328318 | 359854 | 236645 | 20354.1 | 452877 | 109893 | 0.24051 | 0 | 66747.9 | 418041 | 403228 | 109094 | 0 | 2511711
2037-12-01 | 6880.01 | 339262 | 371849 | 244533 | 21032.6 | 467973 | 113556 | 0 | 0 | 68972.8 | 431976 | 416669 | 112731 | 0 | 2595435
2038-01-01 | 6880.01 | 339262 | 371849 | 244533 | 21032.6 | 467973 | 113556 | 0 | 0 | 68972.8 | 431976 | 416669 | 112731 | 0 | 2595435
2038-02-01 | 6214.2 | 306430 | 335863 | 220869 | 18997.2 | 422686 | 102567 | 0.49114 | 0 | 62298.1 | 390171 | 376346 | 101822 | 0 | 2344264
2038-03-01 | 6880.01 | 339262 | 371849 | 244533 | 21032.6 | 467973 | 113556 | 0 | 0 | 68972.8 | 431976 | 416669 | 112731 | 0 | 2595435
2038-04-01 | 6658.07 | 328318 | 359854 | 236645 | 20354.1 | 452877 | 109893 | 0.24051 | 0 | 66747.9 | 418041 | 403228 | 109094 | 0 | 2511711
2038-05-01 | 6880.01 | 339262 | 371849 | 244533 | 21032.6 | 467973 | 113556 | 0.61519 | 0 | 68972.8 | 431976 | 416669 | 112731 | 0 | 2595435
2038-06-01 | 6658.07 | 328318 | 359854 | 236645 | 20354.1 | 452877 | 109893 | 0.24051 | 0 | 66747.9 | 418041 | 403228 | 109094 | 0 | 2511711
2038-07-01 | 6880.01 | 339262 | 371849 | 244533 | 21032.6 | 467973 | 113556 | 0.61519 | 0 | 68972.8 | 431976 | 416669 | 112731 | 0 | 2595435
2038-08-01 | 6880.01 | 339262 | 371849 | 244533 | 21032.6 | 467973 | 113556 | 0.61519 | 0 | 68972.8 | 431976 | 416669 | 112731 | 0 | 2595435
2038-09-01 | 6691.26 | 334751 | 366904 | 238987 | 20555.5 | 457360 | 112046 | 0.40506 | 0 | 68055.7 | 434071 | 409184 | 110706 | 0 | 2559313
2038-10-01 | 6914.3 | 345909 | 379134 | 246954 | 21240.7 | 472606 | 115781 | 0.3519 | 0 | 70324.2 | 448540 | 422824 | 114396 | 0 | 2644623
2038-11-01 | 6691.26 | 334751 | 366904 | 238987 | 20555.5 | 457360 | 112046 | 0.40506 | 0 | 68055.7 | 434071 | 409184 | 110706 | 0 | 2559313
2038-12-01 | 6914.3 | 345909 | 379134 | 246954 | 21240.7 | 472606 | 115781 | 0.3519 | 0 | 70324.2 | 448540 | 422824 | 114396 | 0 | 2644623
2039-01-01 | 6914.3 | 345909 | 379134 | 246954 | 21240.7 | 472606 | 115781 | 0.3519 | 0 | 70324.2 | 448540 | 422824 | 114396 | 0 | 2644623
2039-02-01 | 6245.18 | 312434 | 342444 | 223055 | 19185.2 | 426870 | 104577 | 0 | 0 | 63518.7 | 405133 | 381905 | 103326 | 0 | 2388692
2039-03-01 | 6914.3 | 345909 | 379134 | 246954 | 21240.7 | 472606 | 115781 | 0 | 0 | 70324.2 | 448540 | 422824 | 114396 | 0 | 2644623
2039-04-01 | 6691.26 | 334751 | 366904 | 238987 | 20555.5 | 457360 | 112046 | 0 | 0 | 68055.7 | 434071 | 409184 | 110706 | 0 | 2559313
2039-05-01 | 6914.3 | 345909 | 379134 | 246954 | 21240.7 | 472606 | 115781 | 0.3519 | 0 | 70324.2 | 448540 | 422824 | 114396 | 0 | 2644623
2039-06-01 | 6691.26 | 334751 | 366904 | 238987 | 20555.5 | 457360 | 112046 | 0.40506 | 0 | 68055.7 | 434071 | 409184 | 110706 | 0 | 2559313
2039-07-01 | 6914.3 | 345909 | 379134 | 246954 | 21240.7 | 472606 | 115781 | 0.3519 | 0 | 70324.2 | 448540 | 422824 | 114396 | 0 | 2644623
2039-08-01 | 6914.3 | 345909 | 379134 | 246954 | 21240.7 | 472606 | 115781 | 0.3519 | 0 | 70324.2 | 448540 | 422824 | 114396 | 0 | 2644623
2039-09-01 | 6724.44 | 341183 | 373955 | 241330 | 20757 | 461843 | 114199 | 0 | 0 | 69363.5 | 450101 | 415141 | 112317 | 0 | 2606914
2039-10-01 | 6948.59 | 352556 | 386420 | 249374 | 21448.9 | 477238 | 118006 | 0.088608 | 0 | 71675.6 | 465104 | 428979 | 116061 | 0 | 2693811
2039-11-01 | 6724.44 | 341183 | 373955 | 241330 | 20757 | 461843 | 114199 | 0.56962 | 0 | 69363.5 | 450101 | 415141 | 112317 | 0 | 2606915
2039-12-01 | 6948.59 | 352556 | 386420 | 249374 | 21448.9 | 477238 | 118006 | 0 | 0 | 71675.6 | 465104 | 428979 | 116061 | 0 | 2693811
2040-01-01 | 6948.59 | 352556 | 386420 | 249374 | 21448.9 | 477238 | 118006 | 0 | 0 | 71675.6 | 465104 | 428979 | 116061 | 0 | 2693811
2040-02-01 | 6276.15 | 318437 | 349024 | 225241 | 19373.2 | 431054 | 106586 | 0 | 0 | 64739.3 | 420094 | 387465 | 104830 | 0 | 2433120
2040-03-01 | 6948.59 | 352556 | 386420 | 249374 | 21448.9 | 477238 | 118006 | 0 | 0 | 71675.6 | 465104 | 428979 | 116061 | 0 | 2693811
2040-04-01 | 6724.44 | 341183 | 373955 | 241330 | 20757 | 461843 | 114199 | 0.56962 | 0 | 69363.5 | 450101 | 415141 | 112317 | 0 | 2606915
2040-05-01 | 6948.59 | 352556 | 386420 | 249374 | 21448.9 | 477238 | 118006 | 0.088608 | 0 | 71675.6 | 465104 | 428979 | 116061 | 0 | 2693811
2040-06-01 | 6724.44 | 341183 | 373955 | 241330 | 20757 | 461843 | 114199 | 3735.57 | 0 | 69363.5 | 450101 | 415141 | 112317 | 0 | 2610650
2040-07-01 | 6948.59 | 352556 | 386420 | 249374 | 21448.9 | 477238 | 118006 | 48637.7 | 0 | 71675.6 | 465104 | 428979 | 116061 | 0 | 2742449
2040-08-01 | 6948.59 | 352556 | 386420 | 249374 | 21448.9 | 477238 | 118006 | 48689.6 | 0 | 71675.6 | 465104 | 428979 | 116061 | 0 | 2742501
2040-09-01 | 6758.52 | 346456 | 379735 | 243292 | 20925.6 | 465598 | 115965 | 25529.2 | 0 | 70435.5 | 459470 | 419376 | 113463 | 0 | 2667003
2040-10-01 | 6983.8 | 358005 | 392393 | 251401 | 21623.1 | 481118 | 119830 | 49145.1 | 0 | 72783.4 | 474786 | 433355 | 117245 | 0 | 2778668
2040-11-01 | 6758.52 | 346456 | 379735 | 243292 | 20925.6 | 465598 | 115965 | 47627.7 | 0 | 70435.5 | 459470 | 419376 | 113463 | 0 | 2689102
2040-12-01 | 6983.8 | 358005 | 392393 | 251401 | 21623.1 | 481118 | 119830 | 49258.3 | 0 | 72783.4 | 474786 | 433355 | 117245 | 0 | 2778782
2041-01-01 | 6983.8 | 358005 | 392393 | 251401 | 21623.1 | 481118 | 119830 | 36013.8 | 0 | 72783.4 | 474786 | 433355 | 117245 | 0 | 2765537
2041-02-01 | 6307.95 | 323359 | 354419 | 227072 | 19530.5 | 434558 | 108234 | 43349.9 | 0 | 65739.8 | 428839 | 391417 | 105899 | 0 | 2508726
2041-03-01 | 6983.8 | 358005 | 392393 | 251401 | 21623.1 | 481118 | 119830 | 39141.8 | 0 | 72783.4 | 474786 | 433355 | 117245 | 0 | 2768665
2041-04-01 | 6758.52 | 346456 | 379735 | 243292 | 20925.6 | 465598 | 115965 | 47444.9 | 0 | 70435.5 | 459470 | 419376 | 113463 | 0 | 2688919
2041-05-01 | 6983.8 | 358005 | 392393 | 251401 | 21623.1 | 481118 | 119830 | 49240.3 | 0 | 72783.4 | 474786 | 433355 | 117245 | 0 | 2778764
2041-06-01 | 6758.52 | 346456 | 379735 | 243292 | 20925.6 | 465598 | 115965 | 47444.4 | 0 | 70435.5 | 459470 | 419376 | 113463 | 43059.6 | 2731978
2041-07-01 | 6983.8 | 358005 | 392393 | 251401 | 21623.1 | 481118 | 119830 | 49151.7 | 0 | 72783.4 | 474786 | 433355 | 117245 | 68435.9 | 2847111
2041-08-01 | 6983.8 | 358005 | 392393 | 251401 | 21623.1 | 481118 | 119830 | 49218.4 | 0 | 72783.4 | 474786 | 433355 | 117245 | 76645.6 | 2855387
2041-09-01 | 6792.59 | 351730 | 385515 | 245254 | 21094.2 | 469352 | 117730 | 29877.9 | 0 | 71507.6 | 468840 | 423611 | 114609 | 69077.6 | 2774990
2041-10-01 | 7019.01 | 363454 | 398366 | 253429 | 21797.3 | 484997 | 121654 | 0.54177 | 0 | 73891.2 | 484468 | 437731 | 118429 | 0 | 2765236
2041-11-01 | 6792.59 | 351730 | 385515 | 245254 | 21094.2 | 469352 | 117730 | 0.91139 | 0 | 71507.6 | 468840 | 423611 | 114609 | 0 | 2676035
2041-12-01 | 7019.01 | 363454 | 398366 | 253429 | 21797.3 | 484997 | 121654 | 0.54177 | 0 | 73891.2 | 484468 | 437731 | 118429 | 0 | 2765236
2042-01-01 | 7019.01 | 363454 | 398366 | 253429 | 21797.3 | 484997 | 121654 | 0.54177 | 0 | 73891.2 | 484468 | 437731 | 118429 | 0 | 2765236
2042-02-01 | 6339.75 | 328281 | 359814 | 228903 | 19687.9 | 438062 | 109881 | 0 | 0 | 66740.4 | 437584 | 395370 | 106968 | 0 | 2497632
2042-03-01 | 7019.01 | 363454 | 398366 | 253429 | 21797.3 | 484997 | 121654 | 0 | 0 | 73891.2 | 484468 | 437731 | 118429 | 14805.3 | 2780041
2042-04-01 | 6792.59 | 351730 | 385515 | 245254 | 21094.2 | 469352 | 117730 | 0.91139 | 0 | 71507.6 | 468840 | 423611 | 114609 | 59737.6 | 2735773
2042-05-01 | 7019.01 | 363454 | 398366 | 253429 | 21797.3 | 484997 | 121654 | 0.54177 | 0 | 73891.2 | 484468 | 437731 | 118429 | 70919.4 | 2836155
2042-06-01 | 6792.59 | 351730 | 385515 | 245254 | 21094.2 | 469352 | 117730 | 0 | 0 | 71507.6 | 468840 | 423611 | 114609 | 75921.7 | 2751956
2042-07-01 | 7019.01 | 363454 | 398366 | 253429 | 21797.3 | 484997 | 121654 | 0.54177 | 0 | 73891.2 | 484468 | 437731 | 118429 | 77280.1 | 2842516
2042-08-01 | 7019.01 | 363454 | 398366 | 253429 | 21797.3 | 484997 | 121654 | 0.54177 | 0 | 73891.2 | 484468 | 437731 | 118429 | 79247.9 | 2844484
2042-09-01 | 6826.67 | 357003 | 391296 | 247215 | 21262.8 | 473107 | 119495 | 0.58228 | 0 | 72579.6 | 478209 | 427846 | 115754 | 72602.8 | 2783197
2042-10-01 | 7054.22 | 368903 | 404339 | 255456 | 21971.5 | 488877 | 123478 | 0.26835 | 0 | 74998.9 | 494150 | 442108 | 119613 | 75275.5 | 2876223
2042-11-01 | 6826.67 | 357003 | 391296 | 247215 | 21262.8 | 473107 | 119495 | 48496.4 | 0 | 72579.6 | 478209 | 427846 | 115754 | 71979.8 | 2831070
2042-12-01 | 7054.22 | 368903 | 404339 | 255456 | 21971.5 | 488877 | 123478 | 50086.5 | 0 | 74998.9 | 494150 | 442108 | 119613 | 71481.5 | 2922515
2043-01-01 | 7054.22 | 368903 | 404339 | 255456 | 21971.5 | 488877 | 123478 | 49737.9 | 0 | 74998.9 | 494150 | 442108 | 119613 | 73926.5 | 2924612
2043-02-01 | 6371.56 | 333203 | 365209 | 230734 | 19845.3 | 441566 | 111529 | 29807.2 | 0 | 67741 | 446329 | 399323 | 108037 | 55452.4 | 2615147
2043-03-01 | 7054.22 | 368903 | 404339 | 255456 | 21971.5 | 488877 | 123478 | 0 | 0 | 74998.9 | 494150 | 442108 | 119613 | 0 | 2800947
2043-04-01 | 6826.67 | 357003 | 391296 | 247215 | 21262.8 | 473107 | 119495 | 0 | 0 | 72579.6 | 478209 | 427846 | 115754 | 0 | 2710594
2043-05-01 | 7054.22 | 368903 | 404339 | 255456 | 21971.5 | 488877 | 123478 | 0.26835 | 0 | 74998.9 | 494150 | 442108 | 119613 | 0 | 2800947
2043-06-01 | 6826.67 | 357003 | 391296 | 247215 | 21262.8 | 473107 | 119495 | 0 | 0 | 72579.6 | 478209 | 427846 | 115754 | 0 | 2710594
2043-07-01 | 7054.22 | 368903 | 404339 | 255456 | 21971.5 | 488877 | 123478 | 0 | 0 | 74998.9 | 494150 | 442108 | 119613 | 39911.5 | 2840859
2043-08-01 | 7054.22 | 368903 | 404339 | 255456 | 21971.5 | 488877 | 123478 | 0.26835 | 0 | 74998.9 | 494150 | 442108 | 119613 | 80631.9 | 2881579
2043-09-01 | 6860.74 | 362276 | 397076 | 249177 | 21431.4 | 476861 | 121260 | 0.25316 | 0 | 73651.7 | 487579 | 432081 | 116900 | 73072.3 | 2818227
2043-10-01 | 7089.43 | 374352 | 410312 | 257483 | 22145.8 | 492756 | 125302 | 0.99494 | 0 | 76106.7 | 503831 | 446484 | 120797 | 78778.4 | 2915439
2043-11-01 | 6860.74 | 362276 | 397076 | 249177 | 21431.4 | 476861 | 121260 | 0.25316 | 0 | 73651.7 | 487579 | 432081 | 116900 | 0 | 2745154
2043-12-01 | 7089.43 | 374352 | 410312 | 257483 | 22145.8 | 492756 | 125302 | 0 | 0 | 76106.7 | 503831 | 446484 | 120797 | 0 | 2836659
2044-01-01 | 7089.43 | 374352 | 410312 | 257483 | 22145.8 | 492756 | 125302 | 0 | 0 | 76106.7 | 503831 | 446484 | 120797 | 0 | 2836659
2044-02-01 | 6403.36 | 338124 | 370604 | 232565 | 20002.6 | 445070 | 113176 | 0 | 0 | 68741.5 | 455073 | 403276 | 109107 | 0 | 2562144
2044-03-01 | 7089.43 | 374352 | 410312 | 257483 | 22145.8 | 492756 | 125302 | 0 | 0 | 76106.7 | 503831 | 446484 | 120797 | 0 | 2836659
2044-04-01 | 6860.74 | 362276 | 397076 | 249177 | 21431.4 | 476861 | 121260 | 0.25316 | 0 | 73651.7 | 487579 | 432081 | 116900 | 0 | 2745154
2044-05-01 | 7089.43 | 374352 | 410312 | 257483 | 22145.8 | 492756 | 125302 | 0.99494 | 0 | 76106.7 | 503831 | 446484 | 120797 | 0 | 2836660
2044-06-01 | 6860.74 | 362276 | 397076 | 249177 | 21431.4 | 476861 | 121260 | 0.25316 | 0 | 73651.7 | 487579 | 432081 | 116900 | 0 | 2745154
2044-07-01 | 7089.43 | 374352 | 410312 | 257483 | 22145.8 | 492756 | 125302 | 0.99494 | 0 | 76106.7 | 503831 | 446484 | 120797 | 0 | 2836660
2044-08-01 | 7089.43 | 374352 | 410312 | 257483 | 22145.8 | 492756 | 125302 | 0.99494 | 0 | 76106.7 | 503831 | 446484 | 120797 | 0 | 2836660
2044-09-01 | 6894.81 | 367549 | 402856 | 251139 | 21600 | 480616 | 123025 | 0.92405 | 0 | 74723.7 | 496948 | 436316 | 118046 | 0 | 2779715
2044-10-01 | 7124.64 | 379801 | 416285 | 259510 | 22320 | 496636 | 127126 | 0.72152 | 0 | 77214.5 | 513513 | 450860 | 121981 | 0 | 2872372
2044-11-01 | 6894.81 | 367549 | 402856 | 251139 | 21600 | 480616 | 123025 | 0.92405 | 0 | 74723.7 | 496948 | 436316 | 118046 | 0 | 2779715
2044-12-01 | 7124.64 | 379801 | 416285 | 259510 | 22320 | 496636 | 127126 | 0 | 0 | 77214.5 | 513513 | 450860 | 121981 | 0 | 2872371
2045-01-01 | 7124.64 | 379801 | 416285 | 259510 | 22320 | 496636 | 127126 | 0 | 0 | 77214.5 | 513513 | 450860 | 121981 | 0 | 2872371
2045-02-01 | 6435.16 | 343046 | 375999 | 234396 | 20160 | 448574 | 114824 | 0.32911 | 0 | 69742.1 | 463818 | 407228 | 110176 | 0 | 2594400
2045-03-01 | 7124.64 | 379801 | 416285 | 259510 | 22320 | 496636 | 127126 | 0 | 0 | 77214.5 | 513513 | 450860 | 121981 | 0 | 2872371
2045-04-01 | 6894.81 | 367549 | 402856 | 251139 | 21600 | 480616 | 123025 | 0 | 0 | 74723.7 | 496948 | 436316 | 118046 | 0 | 2779714
2045-05-01 | 7124.64 | 379801 | 416285 | 259510 | 22320 | 496636 | 127126 | 0.72152 | 0 | 77214.5 | 513513 | 450860 | 121981 | 0 | 2872372
2045-06-01 | 6894.81 | 367549 | 402856 | 251139 | 21600 | 480616 | 123025 | 0 | 0 | 74723.7 | 496948 | 436316 | 118046 | 0 | 2779714
2045-07-01 | 7124.64 | 379801 | 416285 | 259510 | 22320 | 496636 | 127126 | 0 | 0 | 77214.5 | 513513 | 450860 | 121981 | 0 | 2872371
2045-08-01 | 7124.64 | 379801 | 416285 | 259510 | 22320 | 496636 | 127126 | 0.72152 | 0 | 77214.5 | 513513 | 450860 | 121981 | 0 | 2872372
2045-09-01 | 6929.48 | 371300 | 406966 | 253180 | 21775.4 | 484522 | 124281 | 0.20253 | 0 | 75486 | 507293 | 440768 | 119250 | 0 | 2811751
2045-10-01 | 7160.46 | 383676 | 420531 | 261620 | 22501.3 | 500673 | 128423 | 0.87595 | 0 | 78002.2 | 524202 | 455460 | 123225 | 0 | 2905476
2045-11-01 | 6929.48 | 371300 | 406966 | 253180 | 21775.4 | 484522 | 124281 | 0.20253 | 0 | 75486 | 507293 | 440768 | 119250 | 0 | 2811751
2045-12-01 | 7160.46 | 383676 | 420531 | 261620 | 22501.3 | 500673 | 128423 | 0 | 0 | 78002.2 | 524202 | 455460 | 123225 | 0 | 2905475
2046-01-01 | 7160.46 | 383676 | 420531 | 261620 | 22501.3 | 500673 | 128423 | 0 | 0 | 78002.2 | 524202 | 455460 | 123225 | 0 | 2905475
2046-02-01 | 6467.52 | 346546 | 379835 | 236302 | 20323.7 | 452221 | 115995 | 0 | 0 | 70453.6 | 473473 | 411383 | 111300 | 0 | 2624300
2046-03-01 | 7160.46 | 383676 | 420531 | 261620 | 22501.3 | 500673 | 128423 | 0.87595 | 0 | 78002.2 | 524202 | 455460 | 123225 | 0 | 2905476
2046-04-01 | 6929.48 | 371300 | 406966 | 253180 | 21775.4 | 484522 | 124281 | 0 | 0 | 75486 | 507293 | 440768 | 119250 | 0 | 2811750
2046-05-01 | 7160.46 | 383676 | 420531 | 261620 | 22501.3 | 500673 | 128423 | 0.87595 | 0 | 78002.2 | 524202 | 455460 | 123225 | 0 | 2905476
2046-06-01 | 6929.48 | 371300 | 406966 | 253180 | 21775.4 | 484522 | 124281 | 0 | 0 | 75486 | 507293 | 440768 | 119250 | 0 | 2811750
2046-07-01 | 7160.46 | 383676 | 420531 | 261620 | 22501.3 | 500673 | 128423 | 0 | 0 | 78002.2 | 524202 | 455460 | 123225 | 0 | 2905475
2046-08-01 | 7160.46 | 383676 | 420531 | 261620 | 22501.3 | 500673 | 128423 | 0.87595 | 0 | 78002.2 | 524202 | 455460 | 123225 | 0 | 2905476
2046-09-01 | 6964.15 | 375050 | 411076 | 255222 | 21950.9 | 488429 | 125536 | 0.48101 | 0 | 76248.4 | 517637 | 445220 | 120455 | 0 | 2843787
2046-10-01 | 7196.29 | 387552 | 424778 | 263729 | 22682.6 | 504710 | 129720 | 51999.3 | 0 | 78790 | 534892 | 460060 | 124470 | 0 | 2990579
2046-11-01 | 6964.15 | 375050 | 411076 | 255222 | 21950.9 | 488429 | 125536 | 50532.4 | 0 | 76248.4 | 517637 | 445220 | 120455 | 0 | 2894319
2046-12-01 | 7196.29 | 387552 | 424778 | 263729 | 22682.6 | 504710 | 129720 | 0.03038 | 0 | 78790 | 534892 | 460060 | 124470 | 0 | 2938580
2047-01-01 | 7196.29 | 387552 | 424778 | 263729 | 22682.6 | 504710 | 129720 | 0 | 0 | 78790 | 534892 | 460060 | 124470 | 0 | 2938580
2047-02-01 | 6499.87 | 350047 | 383671 | 238207 | 20487.5 | 455867 | 117167 | 0 | 0 | 71165.2 | 483128 | 415538 | 112425 | 0 | 2654201
2047-03-01 | 7196.29 | 387552 | 424778 | 263729 | 22682.6 | 504710 | 129720 | 0 | 0 | 78790 | 534892 | 460060 | 124470 | 0 | 2938580
2047-04-01 | 6964.15 | 375050 | 411076 | 255222 | 21950.9 | 488429 | 125536 | 0 | 0 | 76248.4 | 517637 | 445220 | 120455 | 0 | 2843787
2047-05-01 | 7196.29 | 387552 | 424778 | 263729 | 22682.6 | 504710 | 129720 | 0 | 0 | 78790 | 534892 | 460060 | 124470 | 0 | 2938580
2047-06-01 | 6964.15 | 375050 | 411076 | 255222 | 21950.9 | 488429 | 125536 | 0 | 0 | 76248.4 | 517637 | 445220 | 120455 | 0 | 2843787
2047-07-01 | 7196.29 | 387552 | 424778 | 263729 | 22682.6 | 504710 | 129720 | 0 | 0 | 78790 | 534892 | 460060 | 124470 | 0 | 2938580
2047-08-01 | 7196.29 | 387552 | 424778 | 263729 | 22682.6 | 504710 | 129720 | 0.03038 | 0 | 78790 | 534892 | 460060 | 124470 | 0 | 2938580
2047-09-01 | 6998.81 | 378800 | 415185 | 257263 | 22126.3 | 492335 | 126791 | 0.75949 | 0 | 77010.8 | 527981 | 449671 | 121659 | 0 | 2875824
2047-10-01 | 7232.11 | 391427 | 429025 | 265838 | 22863.9 | 508746 | 131018 | 0.18481 | 0 | 79577.8 | 545581 | 464661 | 125715 | 0 | 2971684
2047-11-01 | 6998.81 | 378800 | 415185 | 257263 | 22126.3 | 492335 | 126791 | 0.75949 | 0 | 77010.8 | 527981 | 449671 | 121659 | 0 | 2875824
2047-12-01 | 7232.11 | 391427 | 429025 | 265838 | 22863.9 | 508746 | 131018 | 0.18481 | 0 | 79577.8 | 545581 | 464661 | 125715 | 0 | 2971684
2048-01-01 | 7232.11 | 391427 | 429025 | 265838 | 22863.9 | 508746 | 131018 | 0.18481 | 0 | 79577.8 | 545581 | 464661 | 125715 | 0 | 2971684
2048-02-01 | 6532.23 | 353547 | 387506 | 240112 | 20651.2 | 459513 | 118338 | 0.90886 | 0 | 71876.7 | 492783 | 419693 | 113549 | 0 | 2684103
2048-03-01 | 7232.11 | 391427 | 429025 | 265838 | 22863.9 | 508746 | 131018 | 2310.18 | 0 | 79577.8 | 545581 | 464661 | 125715 | 0 | 2973994
2048-04-01 | 6998.81 | 378800 | 415185 | 257263 | 22126.3 | 492335 | 126791 | 43577.8 | 0 | 77010.8 | 527981 | 449671 | 121659 | 0 | 2919401
2048-05-01 | 7232.11 | 391427 | 429025 | 265838 | 22863.9 | 508746 | 131018 | 52763.8 | 0 | 79577.8 | 545581 | 464661 | 125715 | 0 | 3024448
2048-06-01 | 6998.81 | 378800 | 415185 | 257263 | 22126.3 | 492335 | 126791 | 51008.7 | 0 | 77010.8 | 527981 | 449671 | 121659 | 0 | 2926832
2048-07-01 | 7232.11 | 391427 | 429025 | 265838 | 22863.9 | 508746 | 131018 | 52626.6 | 0 | 79577.8 | 545581 | 464661 | 125715 | 0 | 3024311
2048-08-01 | 7232.11 | 391427 | 429025 | 265838 | 22863.9 | 508746 | 131018 | 52766.8 | 0 | 79577.8 | 545581 | 464661 | 125715 | 6043.66 | 3030495
2048-09-01 | 7033.48 | 382551 | 419295 | 259304 | 22301.8 | 496242 | 128046 | 0.037975 | 0 | 77773.1 | 538326 | 454123 | 122864 | 39837.6 | 2947697
2048-10-01 | 7267.93 | 395302 | 433272 | 267948 | 23045.2 | 512783 | 132315 | 53170.5 | 0 | 80365.6 | 556270 | 469261 | 126959 | 65786.9 | 3123746
2048-11-01 | 7033.48 | 382551 | 419295 | 259304 | 22301.8 | 496242 | 128046 | 51290.3 | 0 | 77773.1 | 538326 | 454123 | 122864 | 73726.6 | 3032877
2048-12-01 | 7267.93 | 395302 | 433272 | 267948 | 23045.2 | 512783 | 132315 | 0.33924 | 0 | 80365.6 | 556270 | 469261 | 126959 | 0 | 3004789
2049-01-01 | 7267.93 | 395302 | 433272 | 267948 | 23045.2 | 512783 | 132315 | 0.33924 | 0 | 80365.6 | 556270 | 469261 | 126959 | 0 | 3004789
2049-02-01 | 6564.58 | 357047 | 391342 | 242017 | 20815 | 463159 | 119510 | 0 | 0 | 72588.2 | 502437 | 423848 | 114673 | 0 | 2714002
2049-03-01 | 7267.93 | 395302 | 433272 | 267948 | 23045.2 | 512783 | 132315 | 0 | 0 | 80365.6 | 556270 | 469261 | 126959 | 0 | 3004788
2049-04-01 | 7033.48 | 382551 | 419295 | 259304 | 22301.8 | 496242 | 128046 | 51593.7 | 0 | 77773.1 | 538326 | 454123 | 122864 | 0 | 2959453
2049-05-01 | 7267.93 | 395302 | 433272 | 267948 | 23045.2 | 512783 | 132315 | 53120.2 | 0 | 80365.6 | 556270 | 469261 | 126959 | 0 | 3057909
2049-06-01 | 7033.48 | 382551 | 419295 | 259304 | 22301.8 | 496242 | 128046 | 51525.7 | 0 | 77773.1 | 538326 | 454123 | 122864 | 0.56343 | 2959386
2049-07-01 | 7267.93 | 395302 | 433272 | 267948 | 23045.2 | 512783 | 132315 | 53089.2 | 0 | 80365.6 | 556270 | 469261 | 126959 | 81152.9 | 3139031
2049-08-01 | 7267.93 | 395302 | 433272 | 267948 | 23045.2 | 512783 | 132315 | 53316.9 | 0 | 80365.6 | 556270 | 469261 | 126959 | 85223.9 | 3143329
2049-09-01 | 7068.15 | 386301 | 423405 | 261346 | 22477.2 | 500148 | 129302 | 0.31646 | 0 | 78535.5 | 548670 | 458575 | 124068 | 65022.3 | 3004919
2049-10-01 | 7303.75 | 399178 | 437518 | 270057 | 23226.5 | 516820 | 133612 | 53812.4 | 0 | 81153.3 | 566959 | 473861 | 128204 | 80378.5 | 3172084
2049-11-01 | 7068.15 | 386301 | 423405 | 261346 | 22477.2 | 500148 | 129302 | 52098.8 | 0 | 78535.5 | 548670 | 458575 | 124068 | 49076.3 | 3041071
2049-12-01 | 7303.75 | 399178 | 437518 | 270057 | 23226.5 | 516820 | 133612 | 0.49367 | 0 | 81153.3 | 566959 | 473861 | 128204 | 0 | 3037893
2050-01-01 | 7303.75 | 399178 | 437518 | 270057 | 23226.5 | 516820 | 133612 | 0 | 0 | 81153.3 | 566959 | 473861 | 128204 | 0 | 3037893
2050-02-01 | 6596.94 | 360548 | 395178 | 243923 | 20978.7 | 466805 | 120682 | 0 | 0 | 73299.8 | 512092 | 428003 | 115797 | 0 | 2743903
2050-03-01 | 7303.75 | 399178 | 437518 | 270057 | 23226.5 | 516820 | 133612 | 0 | 0 | 81153.3 | 566959 | 473861 | 128204 | 0 | 3037893
2050-04-01 | 7068.15 | 386301 | 423405 | 261346 | 22477.2 | 500148 | 129302 | 0 | 0 | 78535.5 | 548670 | 458575 | 124068 | 0 | 2939896
2050-05-01 | 7303.75 | 399178 | 437518 | 270057 | 23226.5 | 516820 | 133612 | 0.49367 | 0 | 81153.3 | 566959 | 473861 | 128204 | 0 | 3037893
2050-06-01 | 7068.15 | 386301 | 423405 | 261346 | 22477.2 | 500148 | 129302 | 0 | 0 | 78535.5 | 548670 | 458575 | 124068 | 0 | 2939896
2050-07-01 | 7303.75 | 399178 | 437518 | 270057 | 23226.5 | 516820 | 133612 | 0 | 0 | 81153.3 | 566959 | 473861 | 128204 | 0 | 3037893
2050-08-01 | 7303.75 | 399178 | 437518 | 270057 | 23226.5 | 516820 | 133612 | 53764.2 | 0 | 81153.3 | 566959 | 473861 | 128204 | 0 | 3091657
2050-09-01 | 7068.15 | 386301 | 423405 | 261346 | 22477.2 | 500148 | 129302 | 0.31646 | 0 | 78535.5 | 548670 | 458575 | 124068 | 0 | 2939897
2050-10-01 | 7303.75 | 399178 | 437518 | 270057 | 23226.5 | 516820 | 133612 | 53829.7 | 0 | 81153.3 | 566959 | 473861 | 128204 | 0 | 3091722
2050-11-01 | 7068.15 | 386301 | 423405 | 261346 | 22477.2 | 500148 | 129302 | 0.31646 | 0 | 78535.5 | 548670 | 458575 | 124068 | 0 | 2939897
2050-12-01 | 7303.75 | 399178 | 437518 | 270057 | 23226.5 | 516820 | 133612 | 0.49367 | 0 | 81153.3 | 566959 | 473861 | 128204 | 0 | 3037893
2051-01-01 | 7303.75 | 399178 | 437518 | 270057 | 23226.5 | 516820 | 133612 | 0.49367 | 0 | 81153.3 | 566959 | 473861 | 128204 | 0 | 3037893
2051-02-01 | 6596.94 | 360548 | 395178 | 243923 | 20978.7 | 466805 | 120682 | 0.96203 | 0 | 73299.8 | 512092 | 428003 | 115797 | 0 | 2743904
2051-03-01 | 7303.75 | 399178 | 437518 | 270057 | 23226.5 | 516820 | 133612 | 0 | 0 | 81153.3 | 566959 | 473861 | 128204 | 0 | 3037893
2051-04-01 | 7068.15 | 386301 | 423405 | 261346 | 22477.2 | 500148 | 129302 | 0 | 0 | 78535.5 | 548670 | 458575 | 124068 | 0 | 2939896
2051-05-01 | 7303.75 | 399178 | 437518 | 270057 | 23226.5 | 516820 | 133612 | 0 | 0 | 81153.3 | 566959 | 473861 | 128204 | 0 | 3037893
2051-06-01 | 7068.15 | 386301 | 423405 | 261346 | 22477.2 | 500148 | 129302 | 0 | 0 | 78535.5 | 548670 | 458575 | 124068 | 0 | 2939896
2051-07-01 | 7303.75 | 399178 | 437518 | 270057 | 23226.5 | 516820 | 133612 | 0 | 0 | 81153.3 | 566959 | 473861 | 128204 | 0 | 3037893
2051-08-01 | 7303.75 | 399178 | 437518 | 270057 | 23226.5 | 516820 | 133612 | 0 | 0 | 81153.3 | 566959 | 473861 | 128204 | 0 | 3037893
Sum | 2636400 | 119701365 | 134895675 | 90923521 | 7900827 | 175797475 | 40991126 | 4270411 | 0 | 24899818 | 147267787 | 152050138 | 41454386 | 1874493 | 944663421

## MAR
Transmission Link Flow
Scenario: Reference CC, All months (12)
Cubic Meter
"Transmission Link from Complexe Aoulouz Mokhtar Soussi to Recharge Souss GW"
2018-09-01 | 739726
2018-10-01 | 764384
2018-11-01 | 739726
2018-12-01 | 764384
2019-01-01 | 764384
2019-02-01 | 690411
2019-03-01 | 764384
2019-04-01 | 739726
2019-05-01 | 764384
2019-06-01 | 739726
2019-07-01 | 611.507
2019-08-01 | 0
2019-09-01 | 739726
2019-10-01 | 764384
2019-11-01 | 739726
2019-12-01 | 0
2020-01-01 | 764384
2020-02-01 | 690411
2020-03-01 | 764384
2020-04-01 | 739726
2020-05-01 | 764384
2020-06-01 | 739726
2020-07-01 | 764384
2020-08-01 | 764384
2020-09-01 | 739726
2020-10-01 | 764384
2020-11-01 | 739726
2020-12-01 | 764384
2021-01-01 | 0
2021-02-01 | 690411
2021-03-01 | 76.4384
2021-04-01 | 0
2021-05-01 | 0
2021-06-01 | 0
2021-07-01 | 0
2021-08-01 | 0
2021-09-01 | 66797.3
2021-10-01 | 0
2021-11-01 | 0
2021-12-01 | 764384
2022-01-01 | 764384
2022-02-01 | 690411
2022-03-01 | 764384
2022-04-01 | 739726
2022-05-01 | 764384
2022-06-01 | 739726
2022-07-01 | 764384
2022-08-01 | 764384
2022-09-01 | 739726
2022-10-01 | 764384
2022-11-01 | 739726
2022-12-01 | 764384
2023-01-01 | 764384
2023-02-01 | 690411
2023-03-01 | 764384
2023-04-01 | 739726
2023-05-01 | 0
2023-06-01 | 0
2023-07-01 | 0
2023-08-01 | 0
2023-09-01 | 5326.03
2023-10-01 | 0
2023-11-01 | 739726
2023-12-01 | 764384
2024-01-01 | 764384
2024-02-01 | 690411
2024-03-01 | 0
2024-04-01 | 73.9726
2024-05-01 | 0
2024-06-01 | 0
2024-07-01 | 0
2024-08-01 | 0
2024-09-01 | 30476.7
2024-10-01 | 0
2024-11-01 | 739726
2024-12-01 | 764384
2025-01-01 | 764384
2025-02-01 | 690411
2025-03-01 | 764384
2025-04-01 | 739726
2025-05-01 | 764384
2025-06-01 | 739726
2025-07-01 | 764384
2025-08-01 | 764384
2025-09-01 | 739726
2025-10-01 | 0
2025-11-01 | 221.918
2025-12-01 | 764384
2026-01-01 | 152.877
2026-02-01 | 690411
2026-03-01 | 0
2026-04-01 | 0
2026-05-01 | 0
2026-06-01 | 739726
2026-07-01 | 0
2026-08-01 | 0
2026-09-01 | 328512
2026-10-01 | 0
2026-11-01 | 665.753
2026-12-01 | 0
2027-01-01 | 1375.89
2027-02-01 | 690411
2027-03-01 | 764384
2027-04-01 | 739726
2027-05-01 | 0
2027-06-01 | 0
2027-07-01 | 0
2027-08-01 | 0
2027-09-01 | 739726
2027-10-01 | 764384
2027-11-01 | 739726
2027-12-01 | 764384
2028-01-01 | 0
2028-02-01 | 690411
2028-03-01 | 764384
2028-04-01 | 739726
2028-05-01 | 764384
2028-06-01 | 739726
2028-07-01 | 764384
2028-08-01 | 764384
2028-09-01 | 739726
2028-10-01 | 764384
2028-11-01 | 739726
2028-12-01 | 764384
2029-01-01 | 0
2029-02-01 | 690411
2029-03-01 | 0
2029-04-01 | 0
2029-05-01 | 0
2029-06-01 | 0
2029-07-01 | 0
2029-08-01 | 0
2029-09-01 | 4512.33
2029-10-01 | 0
2029-11-01 | 0
2029-12-01 | 764384
2030-01-01 | 764384
2030-02-01 | 690411
2030-03-01 | 764384
2030-04-01 | 739726
2030-05-01 | 764384
2030-06-01 | 739726
2030-07-01 | 764384
2030-08-01 | 764384
2030-09-01 | 739726
2030-10-01 | 764384
2030-11-01 | 739726
2030-12-01 | 764384
2031-01-01 | 764384
2031-02-01 | 690411
2031-03-01 | 764384
2031-04-01 | 0
2031-05-01 | 0
2031-06-01 | 0
2031-07-01 | 0
2031-08-01 | 0
2031-09-01 | 0
2031-10-01 | 0
2031-11-01 | 739726
2031-12-01 | 764384
2032-01-01 | 764384
2032-02-01 | 690411
2032-03-01 | 0
2032-04-01 | 73.9726
2032-05-01 | 0
2032-06-01 | 0
2032-07-01 | 0
2032-08-01 | 0
2032-09-01 | 11317.8
2032-10-01 | 0
2032-11-01 | 739726
2032-12-01 | 764384
2033-01-01 | 764384
2033-02-01 | 690411
2033-03-01 | 764384
2033-04-01 | 739726
2033-05-01 | 764384
2033-06-01 | 739726
2033-07-01 | 764384
2033-08-01 | 764384
2033-09-01 | 739726
2033-10-01 | 0
2033-11-01 | 0
2033-12-01 | 764384
2034-01-01 | 764384
2034-02-01 | 690411
2034-03-01 | 0
2034-04-01 | 0
2034-05-01 | 0
2034-06-01 | 739726
2034-07-01 | 0
2034-08-01 | 0
2034-09-01 | 309058
2034-10-01 | 0
2034-11-01 | 0
2034-12-01 | 0
2035-01-01 | 764384
2035-02-01 | 690411
2035-03-01 | 764384
2035-04-01 | 573436
2035-05-01 | 0
2035-06-01 | 0
2035-07-01 | 0
2035-08-01 | 0
2035-09-01 | 40906.8
2035-10-01 | 764384
2035-11-01 | 739726
2035-12-01 | 764384
2036-01-01 | 764384
2036-02-01 | 690411
2036-03-01 | 764384
2036-04-01 | 739726
2036-05-01 | 764384
2036-06-01 | 739726
2036-07-01 | 764384
2036-08-01 | 764384
2036-09-01 | 437104
2036-10-01 | 0
2036-11-01 | 739726
2036-12-01 | 764384
2037-01-01 | 764384
2037-02-01 | 690411
2037-03-01 | 764384
2037-04-01 | 739726
2037-05-01 | 764384
2037-06-01 | 739726
2037-07-01 | 764384
2037-08-01 | 764384
2037-09-01 | 739726
2037-10-01 | 764384
2037-11-01 | 739726
2037-12-01 | 764384
2038-01-01 | 764384
2038-02-01 | 690411
2038-03-01 | 764384
2038-04-01 | 739726
2038-05-01 | 764384
2038-06-01 | 739726
2038-07-01 | 764384
2038-08-01 | 764384
2038-09-01 | 739726
2038-10-01 | 764384
2038-11-01 | 0
2038-12-01 | 764384
2039-01-01 | 764384
2039-02-01 | 690411
2039-03-01 | 764384
2039-04-01 | 739726
2039-05-01 | 764384
2039-06-01 | 739726
2039-07-01 | 764384
2039-08-01 | 764384
2039-09-01 | 739726
2039-10-01 | 764384
2039-11-01 | 739726
2039-12-01 | 764384
2040-01-01 | 764384
2040-02-01 | 690411
2040-03-01 | 764384
2040-04-01 | 739726
2040-05-01 | 764384
2040-06-01 | 0
2040-07-01 | 0
2040-08-01 | 0
2040-09-01 | 0
2040-10-01 | 0
2040-11-01 | 0
2040-12-01 | 0
2041-01-01 | 0
2041-02-01 | 0
2041-03-01 | 0
2041-04-01 | 0
2041-05-01 | 0
2041-06-01 | 0
2041-07-01 | 0
2041-08-01 | 0
2041-09-01 | 0
2041-10-01 | 76.4384
2041-11-01 | 739726
2041-12-01 | 764384
2042-01-01 | 764384
2042-02-01 | 690411
2042-03-01 | 764384
2042-04-01 | 739726
2042-05-01 | 764384
2042-06-01 | 739726
2042-07-01 | 764384
2042-08-01 | 764384
2042-09-01 | 739726
2042-10-01 | 76.4384
2042-11-01 | 0
2042-12-01 | 0
2043-01-01 | 0
2043-02-01 | 0
2043-03-01 | 764384
2043-04-01 | 739726
2043-05-01 | 764384
2043-06-01 | 739726
2043-07-01 | 764384
2043-08-01 | 764384
2043-09-01 | 739726
2043-10-01 | 764384
2043-11-01 | 633871
2043-12-01 | 764384
2044-01-01 | 764384
2044-02-01 | 690411
2044-03-01 | 764384
2044-04-01 | 739726
2044-05-01 | 764384
2044-06-01 | 739726
2044-07-01 | 764384
2044-08-01 | 764384
2044-09-01 | 739726
2044-10-01 | 764384
2044-11-01 | 739726
2044-12-01 | 764384
2045-01-01 | 764384
2045-02-01 | 690411
2045-03-01 | 764384
2045-04-01 | 739726
2045-05-01 | 764384
2045-06-01 | 739726
2045-07-01 | 764384
2045-08-01 | 764384
2045-09-01 | 739726
2045-10-01 | 764384
2045-11-01 | 739726
2045-12-01 | 764384
2046-01-01 | 764384
2046-02-01 | 690411
2046-03-01 | 764384
2046-04-01 | 739726
2046-05-01 | 764384
2046-06-01 | 739726
2046-07-01 | 764384
2046-08-01 | 764384
2046-09-01 | 739726
2046-10-01 | 0
2046-11-01 | 0
2046-12-01 | 764384
2047-01-01 | 764384
2047-02-01 | 690411
2047-03-01 | 764384
2047-04-01 | 739726
2047-05-01 | 764384
2047-06-01 | 739726
2047-07-01 | 764384
2047-08-01 | 764384
2047-09-01 | 739726
2047-10-01 | 764384
2047-11-01 | 739726
2047-12-01 | 764384
2048-01-01 | 764384
2048-02-01 | 690411
2048-03-01 | 0
2048-04-01 | 0
2048-05-01 | 0
2048-06-01 | 0
2048-07-01 | 0
2048-08-01 | 0
2048-09-01 | 458038
2048-10-01 | 0
2048-11-01 | 0
2048-12-01 | 764384
2049-01-01 | 764384
2049-02-01 | 690411
2049-03-01 | 0
2049-04-01 | 0
2049-05-01 | 0
2049-06-01 | 0
2049-07-01 | 0
2049-08-01 | 0
2049-09-01 | 156526
2049-10-01 | 0
2049-11-01 | 0
2049-12-01 | 764384
2050-01-01 | 764384
2050-02-01 | 690411
2050-03-01 | 764384
2050-04-01 | 739726
2050-05-01 | 764384
2050-06-01 | 739726
2050-07-01 | 764384
2050-08-01 | 0
2050-09-01 | 14054.8
2050-10-01 | 0
2050-11-01 | 739726
2050-12-01 | 764384
2051-01-01 | 764384
2051-02-01 | 690411
2051-03-01 | 764384
2051-04-01 | 739726
2051-05-01 | 764384
2051-06-01 | 739726
2051-07-01 | 764384
2051-08-01 | 764384
Sum | 197522657

## SW Irrigation
Transmission Link Flow
Scenario: Reference CC, All months (12)
Cubic Meter
| "Transmission Link from Ahl Souss to I_PMH Anti Atlas Ait Baha" | "Transmission Link from Complexe Abdelmoumen Dkhika to I_Moderne Public Issen" | "Transmission Link from Complexe Abdelmoumen Dkhika to I_Traditional Rehabilite I" | "Transmission Link from Complexe Aoulouz Mokhtar Soussi to I_G1 Aoulouz" | "Transmission Link from Complexe Aoulouz Mokhtar Soussi to I_Traditionnel rehabil" | "Transmission Link from Imi El Kheng to I_Traditionnel non Rehabilite 2eme" | "Transmission Link from Moulay Abdellah to I_PMH Tamri Tamraght" | "Transmission Link from Withdrawal Node 1 to I_El Guerdane" | "Transmission Link from Withdrawal Node 2 to I_PMH de Tiznit" | "Transmission Link from Withdrawal Node 3 to I_PMH Anti Atlas Ighrem" | "Transmission Link from Withdrawal Node 4 to I_PMH Taliouine Tifnoute" | "Transmission Link from Withdrawal Node 6 to I_Modern Public Massa" | "Transmission Link from Withdrawal Node 7 to I_Tassila" | "Transmission Link from Withdrawal Node 8 to I_PMH Anti Atlas Ighrem" | "Transmission Link from Withdrawal Node 9 to I_PMH Montagne Souss" | Sum
2018-09-01 | 0 | 2282800 | 1250528 | 0 | 0 | 0 | 0 | 0 | 0 | 0 | 0 | 1143950 | 137730 | 0 | 0 | 4815008
2018-10-01 | 330940 | 2841400 | 1531024 | 1416486 | 1000000 | 1003265 | 325945 | 2010682 | 58628.2 | 0 | 2017770 | 1018725 | 1252.41 | 0 | 682383 | 15931032
2018-11-01 | 0 | 2632733 | 1573519 | 415054 | 15311.9 | 6497465 | 818749 | 1779900 | 5528.43 | 0 | 0 | 4778750 | 1304032 | 0 | 0 | 19821042
2018-12-01 | 695360 | 1316234 | 1002289 | 604058 | 1000000 | 5978050 | 282703 | 2416471 | 0 | 0 | 883379 | 4281250 | 653890 | 0 | 0 | 19113685
2019-01-01 | 0 | 294443 | 9763.12 | 0 | 0 | 0 | 0 | 0 | 0 | 0 | 0 | 4232116 | 0 | 0 | 3947093 | 8483414
2019-02-01 | 0 | 3444590 | 3191531 | 0 | 0 | 0 | 0 | 2522536 | 972418 | 0 | 0 | 1446592 | 1313788 | 0 | 0 | 12891455
2019-03-01 | 3999830 | 6828442 | 3710988 | 8109163 | 999920 | 7107987 | 2657739 | 13978000 | 165317 | 0 | 154017 | 4793625 | 1289170 | 0 | 1174200 | 79054230
2019-04-01 | 84434.9 | 3574000 | 3485643 | 779811 | 1000000 | 1694200 | 282438 | 13417000 | 5589.73 | 0 | 6892.34 | 6082625 | 0 | 0 | 50207 | 36667597
2019-05-01 | 992169 | 6048200 | 3171849 | 1570649 | 8068.15 | 680377 | 287492 | 7367900 | 126.013 | 0 | 393 | 4061375 | 2021451 | 0 | 1357 | 36883607
2019-06-01 | 137176 | 1568400 | 362868 | 1465950 | 4826.18 | 607603 | 0 | 7712400 | 1.29 | 0 | 141.08 | 3439875 | 2642997 | 0 | 168.51 | 19061933
2019-07-01 | 139754 | 745340 | 358387 | 1472334 | 8.7584 | 437119 | 0 | 6152700 | 0 | 0 | 0 | 4418125 | 1664214 | 0 | 22.676 | 15830397
2019-08-01 | 0 | 861450 | 0 | 310945 | 0 | 0 | 0 | 0 | 0 | 0 | 0 | 3450250 | 2632680 | 0 | 0 | 7255325
2019-09-01 | 0 | 2472376 | 1376739 | 0 | 0 | 0 | 0 | 0 | 0 | 0 | 0 | 2080500 | 426563 | 0 | 0 | 6356179
2019-10-01 | 1471068 | 6741600 | 5420112 | 2511707 | 4097.69 | 3365277 | 1724824 | 3244500 | 1454700 | 0 | 4823800 | 5261625 | 821016 | 0 | 5157200 | 42001585
2019-11-01 | 428886 | 1192800 | 485771 | 2100782 | 6942.19 | 468751 | 295973 | 3775100 | 43431 | 0 | 59111 | 1855375 | 1320995 | 0 | 394360 | 25467199
2019-12-01 | 1790179 | 5031367 | 2674132 | 3425677 | 5413.52 | 360189 | 1730948 | 6877200 | 126.295 | 0 | 0 | 5635375 | 447316 | 0 | 0 | 27977922
2020-01-01 | 688200 | 6628800 | 5137569 | 6316353 | 6017.95 | 332286 | 282713 | 2597500 | 663463 | 0 | 194490 | 4791625 | 1291140 | 0 | 0 | 42614228
2020-02-01 | 0 | 1085200 | 990800 | 0 | 1000000 | 0 | 3354610 | 2466887 | 0 | 0 | 890836 | 3683161 | 161749 | 0 | 6395957 | 20029200
2020-03-01 | 3606670 | 6080725 | 2719869 | 8063505 | 845733 | 821215 | 0 | 14279202 | 6496182 | 0 | 19230093 | 4799393 | 1283941 | 0 | 4912459 | 73138987
2020-04-01 | 812443 | 3211800 | 3456023 | 789909 | 7270.18 | 6683391 | 288155 | 3524400 | 58062.9 | 0 | 116854 | 6082625 | 0 | 0 | 1772800 | 34980576
2020-05-01 | 974812 | 6658700 | 3193985 | 1555890 | 5703.11 | 534793 | 288590 | 7389800 | 225.538 | 0 | 2177.4 | 2697250 | 3385742 | 0 | 138620 | 33503594
2020-06-01 | 281286 | 4064600 | 1799405 | 1487139 | 6089.98 | 288328 | 0 | 8623000 | 146.249 | 0 | 108.8 | 4759375 | 1323400 | 0 | 1144.4 | 23740308
2020-07-01 | 150499 | 1056700 | 354000 | 2247047 | 14724.6 | 236851 | 0 | 8038200 | 2.127 | 0 | 0 | 4200875 | 1881938 | 0 | 0 | 18611810
2020-08-01 | 0 | 818140 | 0 | 755426 | 0 | 0 | 0 | 3784200 | 0 | 0 | 0 | 3418375 | 2664581 | 0 | 0 | 11440722
2020-09-01 | 0 | 2782900 | 1314724 | 0 | 0 | 0 | 0 | 0 | 0 | 0 | 0 | 4625000 | 1457780 | 0 | 0 | 10180404
2020-10-01 | 328578 | 3893300 | 3847389 | 661560 | 4899.74 | 1350559 | 580787 | 2022400 | 499378 | 0 | 651800 | 4349125 | 1173449 | 0 | 40251 | 20504742
2020-11-01 | 0 | 3972800 | 2738358 | 2998850 | 2697.29 | 2966570 | 1972041 | 7316000 | 1394060 | 0 | 2091900 | 2707625 | 1294449 | 0 | 9803900 | 41711630
2020-12-01 | 693576 | 5709300 | 4920411 | 3793297 | 359217 | 270250 | 1032474 | 6101300 | 20031.3 | 0 | 284796 | 4431375 | 199230 | 0 | 149010 | 36408728
2021-01-01 | 2044700 | 2686800 | 903751 | 6003909 | 0.056308 | 183625 | 2923268 | 4181300 | 3499.18 | 0 | 503.87 | 4774875 | 1307916 | 0 | 0 | 31915207
2021-02-01 | 0 | 3983000 | 2527652 | 0 | 2054.09 | 4342260 | 0 | 12322000 | 0 | 0 | 7256700 | 705843 | 160945 | 0 | 0 | 42275394
2021-03-01 | 3551000 | 6740327 | 4051169 | 8054048 | 224.743 | 1096600 | 2953213 | 2020300 | 466178 | 0 | 0 | 4773500 | 1309348 | 0 | 0 | 60173850
2021-04-01 | 351800 | 3683141 | 3491024 | 713397 | 0.1158 | 281697 | 287236 | 0 | 15855.6 | 0 | 0 | 4753125 | 1329623 | 0 | 0 | 31178014
2021-05-01 | 312250 | 6939400 | 4590731 | 171423 | 0 | 156104 | 0 | 0 | 984.195 | 0 | 0 | 3908375 | 2174522 | 0 | 0 | 22856454
2021-06-01 | 291800 | 4084100 | 1826000 | 85131.1 | 0.039732 | 137547 | 0 | 0 | 11.892 | 0 | 0 | 3442250 | 2640654 | 0 | 0 | 13835023
2021-07-01 | 176291 | 750330 | 110360 | 78655.6 | 0.0063557 | 130721 | 0 | 0 | 0 | 0 | 0 | 4576875 | 1505916 | 0 | 0 | 7763994
2021-08-01 | 0 | 437250 | 52.496 | 76361.4 | 0 | 0 | 0 | 0 | 0 | 0 | 0 | 3473125 | 2609832 | 0 | 0 | 6596621
2021-09-01 | 0 | 419720 | 0 | 0 | 0 | 0 | 0 | 0 | 0 | 0 | 0 | 5293625 | 270414 | 0 | 0 | 5983759
2021-10-01 | 845920 | 498320 | 0 | 439015 | 0 | 401499 | 576252 | 0 | 22982.9 | 0 | 0.0067659 | 1262500 | 732028 | 0 | 0 | 7298626
2021-11-01 | 0 | 408650 | 0 | 265137 | 0 | 111479 | 1460786 | 0 | 3585.89 | 0 | 0 | 2341375 | 1294804 | 0 | 0 | 5885817
2021-12-01 | 0 | 417230 | 499190 | 0 | 0 | 0 | 0 | 0 | 0 | 0 | 0 | 2860500 | 0 | 0 | 0 | 3776920
2022-01-01 | 0 | 234200 | 20104.6 | 5265864 | 488749 | 0 | 0 | 820076 | 0 | 0 | 0 | 3317627 | 1304449 | 0 | 0 | 11451070
2022-02-01 | 0 | 6628700 | 3526880 | 0 | 0 | 637844 | 0 | 4743207 | 0 | 0 | 405691 | 5262750 | 251269 | 0 | 0 | 21950059
2022-03-01 | 3310229 | 7264800 | 5824595 | 0 | 858201 | 117770 | 2915556 | 14194000 | 1865880 | 0 | 59855 | 4734125 | 1348637 | 0 | 29570 | 42523219
2022-04-01 | 557670 | 3303100 | 1797365 | 9055224 | 1000000 | 7291420 | 0 | 3776290 | 447052 | 0 | 120230 | 4755000 | 1327779 | 0 | 9897935 | 43329064
2022-05-01 | 243180 | 6422400 | 4504641 | 1516336 | 761992 | 446485 | 283780 | 7418041 | 1029.01 | 0 | 457376 | 4802750 | 1279998 | 0 | 10306111 | 38444118
2022-06-01 | 228610 | 4048700 | 1756105 | 759169 | 13315.5 | 96628.8 | 0 | 5091700 | 69.2193 | 0 | 11838 | 3433250 | 2649726 | 0 | 247200 | 19213615
2022-07-01 | 214840 | 768100 | 730128 | 2221465 | 0 | 101759 | 0 | 10950000 | 1.0754 | 0 | 7130.1 | 4768500 | 1314301 | 0 | 219210 | 21510231
2022-08-01 | 0 | 1093900 | 0 | 720734 | 0 | 0 | 0 | 3874700 | 0 | 0 | 0 | 3424625 | 2658161 | 0 | 0 | 11772121
2022-09-01 | 0 | 2779000 | 1361047 | 0 | 0 | 0 | 0 | 0 | 0 | 0 | 0 | 1417375 | 1487272 | 0 | 0 | 7044694
2022-10-01 | 576150 | 3160800 | 2173932 | 772043 | 13519 | 260943 | 671701 | 2200500 | 2.5665 | 0 | 152.95 | 4525000 | 1284768 | 0 | 8056.3 | 20552835
2022-11-01 | 284300 | 2308400 | 1517250 | 830645 | 0 | 0 | 646269 | 130990 | 0 | 0 | 117434 | 1213800 | 0 | 0 | 49931 | 9911836
2022-12-01 | 0 | 270750 | 19303.2 | 0 | 0 | 0 | 0 | 591400 | 4546.05 | 0 | 0 | 5668125 | 414558 | 0 | 0 | 6968682
2023-01-01 | 0 | 802440 | 0 | 0 | 0 | 0 | 0 | 4390500 | 38.3432 | 0 | 0 | 2488375 | 1298515 | 0 | 0 | 8979868
2023-02-01 | 494060 | 3605900 | 3115400 | 0 | 0 | 0 | 3431384 | 9780700 | 1.0589 | 0 | 0 | 5562375 | 520371 | 0 | 0 | 26510192
2023-03-01 | 145660 | 548510 | 0 | 8120164 | 999910 | 787870 | 2930702 | 14080384 | 1928.03 | 0 | 32654.5 | 4734875 | 1347928 | 0 | 1399600 | 55004178
2023-04-01 | 137250 | 250133 | 0 | 786821 | 999900 | 80206.9 | 0 | 6723518 | 77.8071 | 0 | 4145.49 | 4765375 | 1317393 | 0 | 244300 | 21314910
2023-05-01 | 167200 | 406930 | 0 | 1591588 | 40.6681 | 181652 | 289341 | 355540 | 22173.1 | 0 | 0 | 3719375 | 2363564 | 0 | 0 | 20144480
2023-06-01 | 126140 | 221100 | 0 | 53469.7 | 0.03287 | 63041.9 | 0 | 0 | 379.244 | 0 | 0 | 4803250 | 1279566 | 0 | 0 | 7672713
2023-07-01 | 119080 | 212070 | 0 | 35253.1 | 0.04375 | 59963.4 | 0 | 0 | 0.063289 | 0 | 0 | 4153625 | 1929212 | 0 | 0 | 6950830
2023-08-01 | 0 | 262120 | 41.095 | 82648.7 | 0 | 0 | 0 | 0 | 0 | 0 | 0 | 2116750 | 3966343 | 0 | 0 | 6427903
2023-09-01 | 0 | 200330 | 0 | 0 | 0 | 0 | 0 | 0 | 0 | 0 | 0 | 4911750 | 141650 | 0 | 0 | 5253730
2023-10-01 | 347480 | 215390 | 0 | 63288.8 | 0 | 188121 | 1237702 | 0 | 4226.61 | 0 | 0.016581 | 5180500 | 628754 | 0 | 0 | 10830418
2023-11-01 | 1967063 | 824540 | 4806427 | 1647203 | 5881.14 | 11865100 | 834834 | 1818000 | 440064 | 0 | 0 | 561150 | 1307620 | 0 | 78627 | 26156509
2023-12-01 | 1688100 | 313700 | 1574819 | 4059236 | 7056.49 | 2417080 | 0 | 1722900 | 564718 | 0 | 0 | 5503875 | 227194 | 0 | 0 | 18078679
2024-01-01 | 0 | 3461900 | 1920934 | 618087 | 16244.6 | 79229 | 0 | 10505000 | 0 | 0 | 5126.2 | 5708875 | 0 | 0 | 234910 | 28293720
2024-02-01 | 1090300 | 4205621 | 5348824 | 7069572 | 999900 | 71242.6 | 3614158 | 14341875 | 4.8651 | 0 | 0.97306 | 4609250 | 1473516 | 0 | 5437.4 | 69027187
2024-03-01 | 143200 | 9730189 | 5471170 | 8032999 | 31828 | 644710 | 2622024 | 4264996 | 4043.37 | 0 | 56.442 | 4742875 | 1339880 | 0 | 529.38 | 57106615
2024-04-01 | 179570 | 6396700 | 2379100 | 0 | 29.0674 | 327070 | 288323 | 966830 | 30609.7 | 0 | 0 | 4767875 | 1314887 | 0 | 0 | 22554571
2024-05-01 | 158490 | 498400 | 0 | 1071971 | 0.039966 | 279340 | 289317 | 0 | 19851.5 | 0 | 0 | 3608250 | 2474663 | 0 | 0 | 13238969
2024-06-01 | 122542 | 179490 | 0 | 40298.8 | 0 | 53240.1 | 0 | 0 | 255.881 | 0 | 0 | 3451625 | 2631354 | 0 | 0 | 7781707
2024-07-01 | 115970 | 175280 | 0 | 812410 | 0.019908 | 68158.5 | 0 | 0 | 0.92233 | 0 | 0 | 4834625 | 1248224 | 0 | 0 | 7697198
2024-08-01 | 0 | 167470 | 22.907 | 48968.9 | 0 | 0 | 0 | 0 | 0 | 0 | 0 | 3438250 | 2644648 | 0 | 0 | 6299360
2024-09-01 | 0 | 170870 | 0 | 0 | 0 | 0 | 0 | 0 | 0 | 0 | 0 | 2129000 | 1416205 | 0 | 0 | 3716075
2024-10-01 | 327560 | 159080 | 0 | 32615 | 0 | 146351 | 1183502 | 0 | 431.987 | 0 | 0.02007 | 4224375 | 1283918 | 0 | 0 | 14222335
2024-11-01 | 116790 | 4022500 | 6198910 | 4910412 | 1000000 | 14257500 | 1776403 | 6419300 | 0.039545 | 0 | 885148 | 2674000 | 10418.7 | 0 | 9666300 | 51937698
2024-12-01 | 334180 | 400900 | 368979 | 613298 | 11306.9 | 1034370 | 0 | 0 | 0 | 0 | 272870 | 5321250 | 761462 | 0 | 0 | 15227806
2025-01-01 | 2768710 | 1409089 | 2536967 | 0 | 0 | 6438187 | 0 | 3586110 | 0 | 0 | 0 | 4797258 | 1286075 | 0 | 0 | 22822396
2025-02-01 | 0 | 6441167 | 962643 | 703567 | 626128 | 0 | 819918 | 10430995 | 535859 | 0 | 894587 | 2971546 | 306417 | 0 | 0 | 24692828
2025-03-01 | 2722200 | 437120 | 4183318 | 7445277 | 15394.7 | 763044 | 2606303 | 55769 | 2352.81 | 0 | 102000 | 4289625 | 1301282 | 0 | 1659600 | 44312331
2025-04-01 | 167360 | 9476402 | 2905621 | 781911 | 999930 | 5645700 | 286380 | 16923409 | 13091.1 | 0 | 147505 | 6082625 | 0 | 0 | 9893800 | 53323828
2025-05-01 | 272060 | 6746900 | 4924605 | 1583958 | 1000000 | 144545 | 294678 | 4855000 | 83261.8 | 0 | 453243 | 3943625 | 2139105 | 0 | 989990 | 36785060
2025-06-01 | 152600 | 1485300 | 355020 | 1485559 | 5411.84 | 63854.2 | 0 | 11394000 | 3786.46 | 0 | 7775.2 | 3393500 | 2689448 | 0 | 22774 | 22159691
2025-07-01 | 139590 | 1089000 | 355062 | 2253130 | 3167.7 | 59009.4 | 0 | 7860100 | 77.2759 | 0 | 72.975 | 4308250 | 1774577 | 0 | 361.91 | 18515458
2025-08-01 | 0 | 814590 | 360466 | 735706 | 0 | 0 | 0 | 3889300 | 0 | 0 | 0 | 3489750 | 2593185 | 0 | 0 | 11882997
2025-09-01 | 0 | 2725300 | 2494694 | 0 | 0 | 0 | 0 | 0 | 0 | 0 | 0 | 4614875 | 1467886 | 0 | 0 | 11302755
2025-10-01 | 379680 | 2875200 | 2106344 | 1045590 | 0 | 165874 | 333182 | 361.33 | 1.8353 | 0 | 0.0016985 | 1562500 | 1321221 | 0 | 0 | 12205201
2025-11-01 | 166290 | 4103438 | 3507968 | 1689051 | 252218 | 301362 | 1398952 | 5329300 | 47809.8 | 0 | 891050 | 5867000 | 10501.9 | 0 | 6139100 | 29704105
2025-12-01 | 599960 | 3434300 | 766392 | 642453 | 0 | 67782.9 | 917234 | 4351100 | 627332 | 0 | 0 | 5059625 | 685482 | 0 | 0 | 17151660
2026-01-01 | 126880 | 6431900 | 1494496 | 672593 | 1851.27 | 320763 | 2691016 | 11058000 | 0 | 0 | 0 | 4702875 | 1379377 | 0 | 0 | 28879751
2026-02-01 | 3814823 | 6821682 | 7348528 | 0 | 701914 | 7176337 | 3459248 | 2496133 | 6355529 | 0 | 0 | 4796332 | 1287002 | 0 | 0 | 44257527
2026-03-01 | 4349753 | 7131600 | 3732040 | 7265216 | 0.011613 | 818603 | 284856 | 10881000 | 3452910 | 0 | 110.85 | 4760332 | 1323002 | 0 | 1961.8 | 44596506
2026-04-01 | 887960 | 3532600 | 4880955 | 822895 | 0.073043 | 6385746 | 283227 | 0 | 430434 | 0 | 0 | 4759000 | 1323834 | 0 | 0 | 29608036
2026-05-01 | 287729 | 7068200 | 4924953 | 263645 | 0.038531 | 98146.9 | 281941 | 0 | 1273.61 | 0 | 0 | 3684125 | 2398803 | 0 | 0 | 29653621
2026-06-01 | 284057 | 3669900 | 1822211 | 2533558 | 4128.03 | 393162 | 0 | 8343900 | 0.17107 | 0 | 276700 | 4773000 | 1309805 | 0 | 445400 | 24273631
2026-07-01 | 0 | 980080 | 104.07 | 1532369 | 0 | 50993.3 | 0 | 6033900 | 0 | 0 | 382.38 | 4178250 | 1904147 | 0 | 366.47 | 15112600
2026-08-01 | 0 | 142880 | 14.911 | 25379.9 | 0 | 0 | 0 | 0 | 0 | 0 | 0 | 2189625 | 3893457 | 0 | 0 | 6251357
2026-09-01 | 0 | 235250 | 0 | 0 | 0 | 0 | 0 | 0 | 0 | 0 | 0 | 2088125 | 130619 | 0 | 0 | 2453994
2026-10-01 | 1405592 | 147960 | 0 | 288237 | 0 | 187210 | 1077153 | 0 | 4906.75 | 0 | 0.0079221 | 3858125 | 1802099 | 0 | 0 | 13048211
2026-11-01 | 816490 | 338500 | 0 | 4027313 | 38.1493 | 597079 | 1506722 | 6035700 | 68.9654 | 0 | 0 | 4783500 | 1298851 | 0 | 0 | 36755717
2026-12-01 | 123710 | 162560 | 0 | 312082 | 0 | 69573.7 | 2020183 | 0 | 0 | 0 | 0.039914 | 6018500 | 0 | 0 | 0 | 16874487
2027-01-01 | 694507 | 157280 | 0 | 6125384 | 226872 | 42604.4 | 1504267 | 0 | 446465 | 0 | 0 | 4780875 | 1301971 | 0 | 0 | 15280226
2027-02-01 | 0 | 1202500 | 3113800 | 0 | 0 | 0 | 3256095 | 11964000 | 2492961 | 0 | 880294 | 4654750 | 163871 | 0 | 0 | 27728271
2027-03-01 | 2825800 | 603956 | 0 | 8356120 | 999880 | 2754400 | 2955839 | 17092864 | 94370.2 | 0 | 628985 | 4720000 | 1362775 | 0 | 3231000 | 64295274
2027-04-01 | 156800 | 134640 | 0 | 788309 | 1000000 | 50121.7 | 283721 | 3591100 | 353.073 | 0 | 2054.99 | 4772500 | 1310341 | 0 | 82063 | 27821558
2027-05-01 | 276030 | 201020 | 0 | 1591098 | 0 | 69928.6 | 0 | 616650 | 76327.5 | 0 | 71.382 | 4941750 | 1141030 | 0 | 0 | 13880986
2027-06-01 | 145210 | 119410 | 0 | 44632.8 | 0 | 41422.5 | 0 | 0 | 887.799 | 0 | 0 | 3406375 | 2676512 | 0 | 0 | 7540585
2027-07-01 | 136232 | 115540 | 0 | 20832.7 | 0.013574 | 39951.7 | 0 | 0 | 0 | 0 | 0 | 2835250 | 3247744 | 0 | 0 | 6848251
2027-08-01 | 0 | 129920 | 24.297 | 186403 | 0 | 0 | 0 | 0 | 0 | 0 | 0 | 3400500 | 2682488 | 0 | 0 | 6399336
2027-09-01 | 0 | 674860 | 0 | 0 | 0 | 0 | 0 | 0 | 0 | 0 | 0 | 2684500 | 417982 | 0 | 0 | 3777342
2027-10-01 | 1546370 | 6050800 | 6203555 | 1435304 | 2388.3 | 1987173 | 928412 | 3085200 | 1453780 | 0 | 3677900 | 5210625 | 872095 | 0 | 5449000 | 37902711
2027-11-01 | 409850 | 690180 | 2772132 | 3940887 | 12507.8 | 116193 | 1192762 | 5802900 | 42828.4 | 0 | 56373 | 1803625 | 1315169 | 0 | 74934 | 20874509
2027-12-01 | 1361600 | 1685500 | 0 | 615688 | 0 | 0 | 1247086 | 4696700 | 118.897 | 0 | 71.9994 | 5682750 | 399968 | 0 | 0 | 16564637
2028-01-01 | 1168000 | 1417010 | 0 | 4557713 | 0.29419 | 77225.9 | 0 | 11019000 | 595690 | 0 | 160.23 | 4777250 | 1305548 | 0 | 0 | 42334196
2028-02-01 | 0 | 320880 | 7566991 | 8096853 | 9765.14 | 2704380 | 3382238 | 820880 | 0 | 0 | 7568200 | 3302000 | 137254 | 0 | 3770600 | 49694099
2028-03-01 | 4325428 | 6995800 | 3748344 | 802767 | 1000000 | 840887 | 0 | 13957548 | 6510296 | 0 | 60777.8 | 4748587 | 1334747 | 0 | 3444188 | 47769368
2028-04-01 | 90916.7 | 3221300 | 3450165 | 8237755 | 14148.2 | 6527498 | 287972 | 3551600 | 54462.1 | 0 | 108850 | 6082625 | 0 | 0 | 1674600 | 60646170
2028-05-01 | 985731 | 6433500 | 3195719 | 1576316 | 1000000 | 174255 | 282552 | 7243400 | 211.371 | 0 | 2036.93 | 3965000 | 2117815 | 0 | 128600 | 37638300
2028-06-01 | 286707 | 577910 | 0 | 1473404 | 12981.8 | 76726.4 | 0 | 8507900 | 141.39 | 0 | 99.977 | 3473875 | 2609105 | 0 | 1053.8 | 18126290
2028-07-01 | 144615 | 108880 | 0 | 1458758 | 6786.04 | 41834.2 | 0 | 10965000 | 2.0196 | 0 | 0 | 4270250 | 1812548 | 0 | 0 | 19239648
2028-08-01 | 0 | 108400 | 17.403 | 730934 | 0 | 0 | 0 | 3799200 | 0 | 0 | 0 | 3431125 | 2651799 | 0 | 0 | 10721476
2028-09-01 | 0 | 280630 | 0 | 0 | 0 | 0 | 0 | 0 | 0 | 0 | 0 | 4625000 | 1457780 | 0 | 0 | 6363410
2028-10-01 | 328578 | 1903300 | 0 | 661560 | 10035.9 | 848215 | 580444 | 2671100 | 505509 | 0 | 638080 | 4427375 | 1173449 | 0 | 40251 | 14902884
2028-11-01 | 695458 | 3687400 | 1611300 | 1020775 | 1000000 | 2742270 | 1969664 | 5699600 | 1355830 | 0 | 877901 | 2760500 | 1294502 | 0 | 6007000 | 30722281
2028-12-01 | 1950298 | 328190 | 0 | 2429468 | 0 | 132136 | 1031153 | 7324100 | 19988.3 | 0 | 0 | 4715375 | 209748 | 0 | 1460100 | 22073065
2029-01-01 | 253670 | 114140 | 0 | 4278909 | 0 | 51725.3 | 2924089 | 0 | 3351.18 | 0 | 0.1944 | 4784875 | 1297369 | 0 | 0 | 31163043
2029-02-01 | 0 | 3621200 | 7228857 | 0 | 1000000 | 4007000 | 0 | 817970 | 0 | 0 | 0 | 1247525 | 160945 | 0 | 429270 | 18512769
2029-03-01 | 3348334 | 7126200 | 760570 | 8937386 | 58.5896 | 940880 | 2950915 | 13122000 | 440244 | 0 | 1344000 | 4773500 | 1309348 | 0 | 1887300 | 69017790
2029-04-01 | 197320 | 142190 | 0 | 590503 | 0 | 157127 | 287236 | 0 | 14653.1 | 0 | 0.014589 | 4752625 | 1329623 | 0 | 0 | 43128612
2029-05-01 | 171500 | 114210 | 0 | 95629.4 | 0 | 49056.1 | 0 | 0 | 932.171 | 0 | 0 | 3907875 | 2174522 | 0 | 0 | 7299158
2029-06-01 | 162250 | 100850 | 0 | 19502.8 | 0.036526 | 37298.1 | 0 | 0 | 11.1059 | 0 | 0 | 3441875 | 2640654 | 0 | 0 | 7729970
2029-07-01 | 153260 | 98463 | 0 | 17082.8 | 0.046806 | 36241.2 | 0 | 0 | 0 | 0 | 0 | 4576375 | 1505916 | 0 | 0 | 6822183
2029-08-01 | 0 | 96301 | 10.39 | 17797.5 | 0 | 0 | 0 | 0 | 0 | 0 | 0 | 3472750 | 2609832 | 0 | 0 | 6196691
2029-09-01 | 0 | 96477 | 0 | 0 | 0 | 0 | 0 | 0 | 0 | 0 | 0 | 5381250 | 270414 | 0 | 0 | 5748141
2029-10-01 | 438870 | 183220 | 0 | 349187 | 0 | 144668 | 576252 | 0 | 21428.1 | 0 | 0.0082192 | 612288 | 732028 | 0 | 0 | 5581978
2029-11-01 | 0 | 109790 | 0 | 171496 | 0 | 35169.1 | 1460786 | 0 | 3157.09 | 0 | 0 | 2334250 | 1294804 | 0 | 0 | 5409452
2029-12-01 | 0 | 184380 | 352550 | 0 | 0 | 0 | 0 | 0 | 0 | 0 | 0 | 3207625 | 0 | 0 | 0 | 3744555
2030-01-01 | 0 | 234170 | 3521599 | 5259045 | 0 | 0 | 0 | 820076 | 0 | 0 | 0 | 3232332 | 1304449 | 0 | 0 | 14371671
2030-02-01 | 3198345 | 6861600 | 5309331 | 0 | 440971 | 0 | 0 | 13369000 | 531819 | 0 | 438980 | 5263750 | 251269 | 0 | 0 | 36113066
2030-03-01 | 702830 | 7003608 | 3699296 | 0 | 51512.8 | 817236 | 2915556 | 14680679 | 1876690 | 0 | 59855 | 4734125 | 1348637 | 0 | 29570 | 37919596
2030-04-01 | 466450 | 3317800 | 3495677 | 9055322 | 1000000 | 7160010 | 0 | 3776290 | 424350 | 0 | 120230 | 4755000 | 1327779 | 0 | 9897935 | 44796843
2030-05-01 | 173170 | 6646400 | 4871092 | 1516336 | 761992 | 361702 | 283780 | 7418041 | 936.03 | 0 | 457376 | 4802750 | 1279998 | 0 | 10306111 | 38879684
2030-06-01 | 163890 | 3796300 | 1762058 | 759169 | 7993.89 | 38459.1 | 0 | 5091700 | 67.6408 | 0 | 10723 | 3433250 | 2649726 | 0 | 230840 | 18838955
2030-07-01 | 154680 | 1007900 | 359568 | 2221465 | 0 | 46175.2 | 0 | 10950000 | 1.0223 | 0 | 6974.9 | 4768500 | 1314301 | 0 | 219210 | 21263728
2030-08-01 | 0 | 855210 | 0 | 720734 | 0 | 0 | 0 | 3874700 | 0 | 0 | 0 | 3424625 | 2658161 | 0 | 0 | 11533431
2030-09-01 | 0 | 2787300 | 1354462 | 0 | 0 | 0 | 0 | 0 | 0 | 0 | 0 | 1507250 | 1487272 | 0 | 0 | 7136284
2030-10-01 | 419290 | 2647800 | 352.47 | 772043 | 11173.4 | 111593 | 671701 | 2176100 | 2.6711 | 0 | 152.16 | 4508500 | 1284768 | 0 | 7991.6 | 17516799
2030-11-01 | 241180 | 1002100 | 0 | 830645 | 0 | 0 | 646269 | 130990 | 65711 | 0 | 118775 | 1123288 | 0 | 0 | 49931 | 7020365
2030-12-01 | 131280 | 185190 | 0 | 0 | 0 | 0 | 0 | 591400 | 4373.55 | 0 | 0 | 5668125 | 414558 | 0 | 0 | 6994927
2031-01-01 | 118370 | 100050 | 0 | 0 | 0 | 0 | 0 | 4390500 | 0 | 0 | 0 | 2492500 | 1298515 | 0 | 0 | 8399935
2031-02-01 | 121760 | 3840300 | 2063200 | 0 | 0 | 0 | 3431384 | 11046000 | 1.0122 | 0 | 0 | 5562375 | 520371 | 0 | 0 | 26585392
2031-03-01 | 109600 | 355941 | 0 | 8120164 | 999910 | 585440 | 2930702 | 14436932 | 1799.6 | 0 | 27934.7 | 4734875 | 1347928 | 0 | 1264700 | 54929539
2031-04-01 | 103510 | 101280 | 0 | 786821 | 0.089689 | 42597.4 | 0 | 6723500 | 70.307 | 0 | 861.27 | 4765375 | 1317393 | 0 | 28361 | 20094782
2031-05-01 | 133070 | 254010 | 0 | 895268 | 0.071876 | 137875 | 289341 | 0 | 20958.2 | 0 | 0 | 3719375 | 2363564 | 0 | 0 | 18860538
2031-06-01 | 95843 | 85034 | 0 | 28852.5 | 0.048448 | 29624.6 | 0 | 0 | 346.037 | 0 | 0 | 4803250 | 1279566 | 0 | 0 | 7448282
2031-07-01 | 90426 | 81604 | 0 | 13532.5 | 0.014405 | 28060.8 | 0 | 0 | 0.057712 | 0 | 0 | 4153625 | 1929212 | 0 | 0 | 6738087
2031-08-01 | 0 | 139600 | 18.009 | 66511.7 | 0 | 0 | 0 | 0 | 0 | 0 | 0 | 2116750 | 3966343 | 0 | 0 | 6289223
2031-09-01 | 0 | 79820 | 0 | 0 | 0 | 0 | 0 | 0 | 0 | 0 | 0 | 4434125 | 141650 | 0 | 0 | 4655595
2031-10-01 | 270160 | 97209 | 0 | 38817.1 | 0 | 101095 | 1237702 | 0 | 3871.04 | 0 | 0.0074571 | 5192250 | 628754 | 0 | 0 | 10534813
2031-11-01 | 2003541 | 824560 | 4786685 | 1650250 | 6382.65 | 11763300 | 834834 | 112810 | 0 | 0 | 0 | 654412 | 1307620 | 0 | 78627 | 24023023
2031-12-01 | 1695348 | 548460 | 1597944 | 4059190 | 12930.7 | 2360170 | 0 | 1722900 | 539681 | 0 | 0 | 5797625 | 227194 | 0 | 0 | 18561442
2032-01-01 | 0 | 3461600 | 1927127 | 605257 | 9565.71 | 51930.9 | 0 | 3540300 | 0 | 0 | 5070 | 5629250 | 0 | 0 | 251240 | 21208481
2032-02-01 | 826810 | 3974723 | 5338379 | 7073540 | 999900 | 44425.8 | 3614158 | 12911728 | 4.5346 | 0 | 0.92054 | 4609250 | 1473516 | 0 | 5050.4 | 67069358
2032-03-01 | 119300 | 9729104 | 5466788 | 8032999 | 214580 | 586430 | 2622024 | 14055806 | 3871.48 | 0 | 4969.13 | 4742875 | 1339880 | 0 | 222890 | 66992358
2032-04-01 | 153510 | 6382100 | 54813 | 0 | 20.0069 | 279198 | 288323 | 869890 | 28112.1 | 0 | 0 | 4767875 | 1314887 | 0 | 0 | 20042305
2032-05-01 | 135470 | 385040 | 0 | 1021575 | 0.059316 | 247165 | 289317 | 0 | 18612.6 | 0 | 0 | 3608250 | 2474663 | 0 | 0 | 13018779
2032-06-01 | 102340 | 85425 | 0 | 23625.9 | 0.040768 | 30383.4 | 0 | 0 | 237.965 | 0 | 0 | 3451625 | 2631354 | 0 | 0 | 7627892
2032-07-01 | 96826 | 84599 | 0 | 631972 | 0.058651 | 44027.8 | 0 | 0 | 0.81847 | 0 | 0 | 4834625 | 1248224 | 0 | 0 | 7382805
2032-08-01 | 0 | 80314 | 8.572 | 31258.6 | 0 | 0 | 0 | 0 | 0 | 0 | 0 | 3438250 | 2644648 | 0 | 0 | 6194479
2032-09-01 | 0 | 86795 | 0 | 0 | 0 | 0 | 0 | 0 | 0 | 0 | 0 | 2040875 | 1416205 | 0 | 0 | 3543875
2032-10-01 | 234730 | 77992 | 0 | 17489.2 | 0 | 85650.4 | 1183502 | 0 | 417.469 | 0 | 0.031895 | 4243625 | 1283918 | 0 | 0 | 13991826
2032-11-01 | 0 | 4026900 | 6295264 | 4917987 | 1000000 | 14853000 | 1776403 | 8166700 | 0.037437 | 0 | 885148 | 1097075 | 10418.7 | 0 | 9666300 | 52695213
2032-12-01 | 0 | 174800 | 372906 | 613298 | 5302.06 | 257830 | 0 | 0 | 102222 | 0 | 297100 | 225575 | 761462 | 0 | 0 | 8895456
2033-01-01 | 2969619 | 1882149 | 2537329 | 0 | 0 | 6448155 | 0 | 10498776 | 0 | 0 | 0 | 4797258 | 1286075 | 0 | 0 | 30419362
2033-02-01 | 0 | 6190815 | 962643 | 703567 | 627316 | 0 | 819918 | 2500800 | 542335 | 0 | 894587 | 3443789 | 306417 | 0 | 0 | 16992187
2033-03-01 | 2709600 | 670870 | 4201967 | 7445277 | 8081.71 | 763044 | 2606303 | 10367000 | 2299.08 | 0 | 99361 | 3859375 | 1301282 | 0 | 1659600 | 54425743
2033-04-01 | 155300 | 9468229 | 2906545 | 781911 | 999960 | 5596300 | 286380 | 6757219 | 12159.8 | 0 | 147505 | 6082625 | 0 | 0 | 9696900 | 43088027
2033-05-01 | 254322 | 6285000 | 4942608 | 1583958 | 1000000 | 122196 | 294678 | 4855000 | 78422 | 0 | 453243 | 3943625 | 2139105 | 0 | 938620 | 36296237
2033-06-01 | 141740 | 1727000 | 355020 | 1485559 | 6876.43 | 46112.8 | 0 | 11394000 | 3557.75 | 0 | 7288.3 | 3393500 | 2689448 | 0 | 21324 | 22374026
2033-07-01 | 129550 | 854640 | 355062 | 2253130 | 4568.61 | 42225.1 | 0 | 7860100 | 73.1602 | 0 | 68.537 | 4308250 | 1774577 | 0 | 337.1 | 18255671
2033-08-01 | 0 | 1031000 | 360466 | 735706 | 0 | 0 | 0 | 3889300 | 0 | 0 | 0 | 3489750 | 2593185 | 0 | 0 | 12099407
2033-09-01 | 0 | 2725700 | 2513323 | 0 | 0 | 0 | 0 | 0 | 0 | 0 | 0 | 4614875 | 1467886 | 0 | 0 | 11321784
2033-10-01 | 352580 | 3076700 | 3508990 | 138403 | 0 | 119847 | 333182 | 0 | 1.6824 | 0 | 0.0047653 | 1490875 | 1321221 | 0 | 0 | 12757047
2033-11-01 | 155860 | 4103800 | 2095334 | 3495714 | 55.4995 | 280897 | 1398952 | 6327400 | 45020.4 | 0 | 532740 | 6016875 | 10501.9 | 0 | 3667000 | 30960625
2033-12-01 | 567690 | 2984000 | 767165 | 642453 | 0 | 53316.7 | 917234 | 731490 | 597616 | 0 | 0 | 4787625 | 685482 | 0 | 0 | 12734071
2034-01-01 | 117850 | 6885700 | 498870 | 672593 | 1000000 | 294650 | 2691016 | 9880500 | 0 | 0 | 0 | 4703375 | 1379377 | 0 | 0 | 28123931
2034-02-01 | 3874940 | 6608500 | 7728957 | 0 | 5511.11 | 7092470 | 3459248 | 11905000 | 6252617 | 0 | 0 | 4796250 | 1287002 | 0 | 0 | 53010495
2034-03-01 | 4348506 | 7360400 | 5418754 | 7350288 | 0.003026 | 818603 | 284856 | 4591300 | 3462300 | 0 | 30.098 | 4760332 | 1323002 | 0 | 491.55 | 40315535
2034-04-01 | 884375 | 3532300 | 3180612 | 798357 | 0.061135 | 6367418 | 283227 | 0 | 416676 | 0 | 0 | 4759000 | 1323834 | 0 | 0 | 27847185
2034-05-01 | 284757 | 6566100 | 4872273 | 244634 | 0 | 84378.2 | 281941 | 0 | 1185.47 | 0 | 0 | 3684125 | 2398803 | 0 | 0 | 29063001
2034-06-01 | 280190 | 3943900 | 1822211 | 2538766 | 5012.21 | 370683 | 0 | 8343900 | 0.16022 | 0 | 274960 | 4773000 | 1309805 | 0 | 445400 | 24527377
2034-07-01 | 143516 | 127900 | 0 | 1532369 | 0 | 39930 | 0 | 5577500 | 0 | 0 | 328.59 | 4178250 | 1904147 | 0 | 314.92 | 13936369
2034-08-01 | 0 | 97694 | 10.068 | 17652.3 | 0 | 0 | 0 | 0 | 0 | 0 | 0 | 2189625 | 3893457 | 0 | 0 | 6198438
2034-09-01 | 0 | 190440 | 0 | 0 | 0 | 0 | 0 | 0 | 0 | 0 | 0 | 2086875 | 130619 | 0 | 0 | 2407934
2034-10-01 | 1405592 | 106460 | 0 | 278638 | 0 | 156758 | 1077153 | 0 | 4936.33 | 0 | 0.0036244 | 3942625 | 1802099 | 0 | 0 | 13051190
2034-11-01 | 795520 | 314660 | 0 | 4123844 | 5.6931 | 629059 | 1506722 | 5840500 | 70.7603 | 0 | 193650 | 4784000 | 1298851 | 0 | 257120 | 36644687
2034-12-01 | 117940 | 124260 | 0 | 310387 | 0 | 61925.6 | 2020183 | 0 | 0 | 0 | 0.034704 | 5901375 | 0 | 0 | 0 | 16703949
2035-01-01 | 689005 | 120770 | 0 | 627519 | 577677 | 33884.9 | 1504267 | 0 | 464234 | 0 | 0 | 4780875 | 1301971 | 0 | 0 | 10100204
2035-02-01 | 0 | 951210 | 3137500 | 6588504 | 0 | 0 | 3256095 | 12000000 | 0 | 0 | 880294 | 4753500 | 163871 | 0 | 0 | 31730974
2035-03-01 | 2762000 | 545282 | 0 | 8222721 | 999870 | 2671900 | 2955839 | 17264558 | 89152.4 | 0 | 616535 | 4720000 | 1362775 | 0 | 3231000 | 64123367
2035-04-01 | 150430 | 98394 | 0 | 788309 | 997834 | 41543.6 | 283721 | 3591100 | 329.054 | 0 | 1918.6 | 4772500 | 1310341 | 0 | 78551 | 27768174
2035-05-01 | 260510 | 158420 | 0 | 431028 | 0.034849 | 59794.3 | 0 | 0 | 70747.5 | 0 | 0 | 4941750 | 1141030 | 0 | 0 | 12030432
2035-06-01 | 139422 | 85993 | 0 | 37564.1 | 0 | 33761.4 | 0 | 0 | 817.458 | 0 | 0 | 3406375 | 2676512 | 0 | 0 | 7486580
2035-07-01 | 130730 | 83309 | 0 | 15211.5 | 0.017191 | 32609.7 | 0 | 0 | 0 | 0 | 0 | 2835250 | 3247744 | 0 | 0 | 6797555
2035-08-01 | 0 | 98235 | 9.829 | 177071 | 0 | 0 | 0 | 0 | 0 | 0 | 0 | 3400500 | 2682488 | 0 | 0 | 6358304
2035-09-01 | 0 | 115360 | 0 | 0 | 0 | 0 | 0 | 0 | 0 | 0 | 0 | 2695250 | 137777 | 0 | 0 | 2948387
2035-10-01 | 1541904 | 3351100 | 3542500 | 1427986 | 3396.1 | 3604002 | 615492 | 2195400 | 2300000 | 0 | 3539900 | 4367500 | 594625 | 0 | 1339500 | 28423407
2035-11-01 | 0 | 75384 | 1982212 | 660956 | 0 | 0 | 0 | 114130 | 157150 | 0 | 0 | 80040 | 1290651 | 0 | 0 | 4360523
2035-12-01 | 1905963 | 4215667 | 4731096 | 632856 | 319339 | 8348878 | 0 | 9397862 | 1039764 | 0 | 0 | 6072740 | 10593.8 | 0 | 5919522 | 42594279
2036-01-01 | 0 | 3026532 | 2394071 | 4322455 | 578262 | 543795 | 2492028 | 7897715 | 5815944 | 0 | 12957860 | 3780387 | 1307005 | 0 | 333538 | 45449591
2036-02-01 | 693242 | 6824013 | 4036865 | 7970457 | 1000000 | 6360334 | 283304 | 5438599 | 0 | 0 | 18269400 | 5638868 | 444466 | 0 | 5996617 | 63499740
2036-03-01 | 4249616 | 6206200 | 5345437 | 0 | 1000000 | 757763 | 3704892 | 13284345 | 2687260 | 0 | 29883.4 | 4778292 | 1305041 | 0 | 4232945 | 47581674
2036-04-01 | 807646 | 6908500 | 3478946 | 8959983 | 16736.3 | 6074056 | 2905907 | 13638000 | 4837.21 | 0 | 31001 | 4792750 | 1290037 | 0 | 376970 | 77959243
2036-05-01 | 270015 | 4067700 | 3132892 | 1543527 | 278693 | 152040 | 0 | 7709500 | 31255 | 0 | 64603 | 3792375 | 2290491 | 0 | 66233 | 30262931
2036-06-01 | 285048 | 4143200 | 1882142 | 1527171 | 11973.5 | 74909.1 | 0 | 9114900 | 5305.34 | 0 | 1490 | 3431875 | 2651053 | 0 | 1071.5 | 24449636
2036-07-01 | 139992 | 996620 | 359028 | 1463365 | 5062.61 | 44374.1 | 0 | 11450000 | 87.6557 | 0 | 0 | 4492375 | 1590483 | 0 | 0 | 20991242
2036-08-01 | 0 | 800250 | 0 | 732444 | 0 | 0 | 0 | 3828900 | 0 | 0 | 0 | 3413625 | 2669261 | 0 | 0 | 11444479
2036-09-01 | 0 | 5036800 | 2562881 | 0 | 0 | 0 | 0 | 0 | 0 | 0 | 0 | 4644750 | 1438097 | 0 | 0 | 13682529
2036-10-01 | 1513876 | 3369000 | 3683593 | 1648848 | 0 | 372339 | 951057 | 718340 | 609600 | 0 | 84.035 | 4781250 | 1301511 | 0 | 0 | 27875991
2036-11-01 | 658352 | 4807523 | 2556074 | 3281462 | 1000000 | 7943293 | 839157 | 4105303 | 6597840 | 0 | 0 | 3127420 | 10443.4 | 0 | 6104969 | 41031837
2036-12-01 | 1432912 | 2902700 | 3286209 | 613697 | 11129.8 | 6241363 | 1287311 | 8172900 | 107458 | 0 | 133540 | 5346875 | 735725 | 0 | 0 | 31020587
2037-01-01 | 694273 | 6091900 | 3456601 | 4642183 | 999990 | 1426000 | 2851045 | 3797800 | 110798 | 0 | 1087510 | 4783000 | 1299800 | 0 | 10092000 | 51942407
2037-02-01 | 1954581 | 4097300 | 2902094 | 7577842 | 1000000 | 1845500 | 288417 | 13898505 | 449146 | 0 | 880300 | 5370250 | 712410 | 0 | 0 | 40976346
2037-03-01 | 324930 | 3996100 | 3892074 | 0 | 1000000 | 1148480 | 2671060 | 11221037 | 50878.4 | 0 | 1967680 | 3527125 | 2555827 | 0 | 28563 | 49106254
2037-04-01 | 795706 | 8996400 | 4370994 | 776593 | 1000000 | 3218330 | 283619 | 3400018 | 311011 | 0 | 0 | 6082625 | 0 | 0 | 6144072 | 35379368
2037-05-01 | 247780 | 6974300 | 4943267 | 1629913 | 1000000 | 59113.4 | 289599 | 8189100 | 1679.7 | 0 | 2219.57 | 2675500 | 3407549 | 0 | 35827 | 40605035
2037-06-01 | 231480 | 4033600 | 1787723 | 1452402 | 13009.7 | 48004.2 | 0 | 7902300 | 0 | 0 | 707.08 | 4756125 | 1326630 | 0 | 26588 | 22651984
2037-07-01 | 217330 | 1002000 | 357779 | 2238285 | 5546.22 | 46737.1 | 0 | 10783000 | 118.951 | 0 | 231.16 | 4228500 | 1854403 | 0 | 1835.9 | 21173386
2037-08-01 | 0 | 904800 | 0 | 712749 | 0 | 0 | 0 | 4601000 | 0 | 0 | 0 | 2028125 | 4054935 | 0 | 0 | 12301609
2037-09-01 | 0 | 2766000 | 1300860 | 0 | 0 | 0 | 0 | 0 | 0 | 0 | 0 | 1410375 | 133835 | 0 | 0 | 5611070
2037-10-01 | 718737 | 6000800 | 5120132 | 1450934 | 1000000 | 1105746 | 1257128 | 2058000 | 66310.7 | 0 | 380865 | 4987375 | 1016269 | 0 | 633770 | 28959388
2037-11-01 | 1446929 | 287410 | 318994 | 2529512 | 3781.12 | 0 | 1041167 | 2917700 | 0 | 0 | 880820 | 3948136 | 1364822 | 0 | 6004500 | 20743844
2037-12-01 | 1492799 | 395704 | 743.293 | 0 | 0 | 8066013 | 0 | 0 | 0 | 0 | 0 | 421080 | 284465 | 0 | 0 | 10660804
2038-01-01 | 0 | 232585 | 9164.63 | 0 | 0 | 0 | 0 | 827397 | 0 | 0 | 0 | 6082625 | 0 | 0 | 0 | 7151772
2038-02-01 | 0 | 1207700 | 996139 | 0 | 0 | 0 | 0 | 0 | 0 | 0 | 0 | 2500500 | 439485 | 0 | 0 | 5143824
2038-03-01 | 18671.3 | 83945 | 754.398 | 0 | 53149.4 | 58575.4 | 0 | 2572222 | 40582 | 0 | 0 | 1382250 | 1332785 | 0 | 0 | 5542934
2038-04-01 | 788388 | 8879300 | 6023204 | 778555 | 7438.03 | 6742410 | 290176 | 16481000 | 248425 | 0 | 91669 | 6082625 | 0 | 0 | 8962200 | 56337223
2038-05-01 | 276833 | 6693400 | 3199899 | 1581728 | 8020.03 | 3657538 | 0 | 4454100 | 781.612 | 0 | 4863.8 | 3880250 | 2202609 | 0 | 2070500 | 33045057
2038-06-01 | 283853 | 1459000 | 364647 | 1462604 | 6913.48 | 47946.7 | 0 | 8374500 | 0 | 0 | 55.385 | 3451125 | 2631745 | 0 | 7504.4 | 19194072
2038-07-01 | 143236 | 1037500 | 356378 | 2233120 | 6594.16 | 52656.5 | 0 | 11064000 | 1643.12 | 0 | 777.95 | 4376375 | 1706481 | 0 | 5510.2 | 21661795
2038-08-01 | 0 | 876250 | 0 | 737240 | 0 | 0 | 0 | 3727900 | 0 | 0 | 0 | 3419375 | 2663491 | 0 | 0 | 11424257
2038-09-01 | 0 | 2509400 | 2510988 | 0 | 0 | 0 | 0 | 0 | 0 | 0 | 0 | 4634000 | 1448832 | 0 | 0 | 11103220
2038-10-01 | 1694838 | 6009900 | 3561478 | 2171974 | 3402.22 | 147227 | 1264502 | 3151500 | 1226.64 | 0 | 1197.7 | 4786500 | 1296242 | 0 | 11699 | 34553122
2038-11-01 | 0 | 546680 | 611903 | 3532140 | 2.5718 | 41391.4 | 1229181 | 1917000 | 32253.4 | 0 | 1132.4 | 2007250 | 0 | 0 | 17917 | 19905069
2038-12-01 | 1222388 | 4004116 | 2377307 | 608882 | 0 | 240993 | 0 | 2837900 | 2365995 | 0 | 3216860 | 5509625 | 573046 | 0 | 178600 | 27136230
2039-01-01 | 0 | 273140 | 10975.7 | 0 | 0 | 0 | 0 | 830870 | 0 | 0 | 0 | 1748750 | 0 | 0 | 0 | 2863736
2039-02-01 | 3575386 | 6889294 | 3647506 | 6766652 | 1000000 | 7049607 | 3406180 | 14879441 | 6277209 | 0 | 17759910 | 4775418 | 1307916 | 0 | 6016093 | 83350612
2039-03-01 | 736106 | 7288296 | 5782447 | 8038329 | 1000000 | 826283 | 282466 | 13265025 | 56465.4 | 0 | 18822580 | 4782250 | 1300506 | 0 | 5851219 | 68031972
2039-04-01 | 690103 | 3786559 | 2396625 | 0 | 1000000 | 6338989 | 2938001 | 3252850 | 3603.96 | 0 | 0 | 4779750 | 1303049 | 0 | 0 | 26489530
2039-05-01 | 960071 | 6841400 | 4913733 | 1570397 | 1000000 | 61085.5 | 0 | 4919600 | 67.0498 | 0 | 260.557 | 4951375 | 1131451 | 0 | 20946 | 37155788
2039-06-01 | 419291 | 4080400 | 1783955 | 1462724 | 9088.95 | 58048.7 | 0 | 11599000 | 0 | 0 | 587.91 | 3445125 | 2637818 | 0 | 20784 | 26858712
2039-07-01 | 0 | 913100 | 358851 | 2251023 | 13552.5 | 57281.8 | 0 | 8077400 | 0 | 0 | 812.59 | 4166625 | 1916259 | 0 | 49302 | 18430465
2039-08-01 | 0 | 873090 | 354140 | 748067 | 0 | 0 | 0 | 3744200 | 0 | 0 | 0 | 3500125 | 2582801 | 0 | 0 | 11802423
2039-09-01 | 0 | 2444300 | 1257034 | 0 | 0 | 0 | 0 | 0 | 0 | 0 | 0 | 2032125 | 311960 | 0 | 0 | 6045418
2039-10-01 | 706105 | 3165500 | 2275976 | 734401 | 593927 | 1090269 | 599471 | 3477100 | 9598.73 | 0 | 157170 | 3733625 | 2033978 | 0 | 39432 | 20368254
2039-11-01 | 674928 | 3584700 | 3013659 | 3382810 | 1000000 | 524995 | 814221 | 2839400 | 0 | 0 | 184704 | 5531875 | 10574.7 | 0 | 3584100 | 28214524
2039-12-01 | 688540 | 2286300 | 1309652 | 612577 | 1000000 | 445034 | 0 | 6056308 | 2340014 | 0 | 0 | 5246375 | 836430 | 0 | 3800281 | 24621513
2040-01-01 | 2058002 | 4145734 | 2537333 | 5318757 | 494512 | 58237.5 | 2874157 | 12247525 | 63147.6 | 0 | 47648.4 | 4800625 | 1282224 | 0 | 273780 | 54666684
2040-02-01 | 0 | 370450 | 1608.01 | 0 | 0 | 0 | 0 | 825961 | 0 | 0 | 0 | 2270875 | 0 | 0 | 0 | 3468894
2040-03-01 | 360840 | 12171000 | 1911.3 | 8174036 | 999930 | 342236 | 2961912 | 13435340 | 325.229 | 0 | 45368.7 | 3415375 | 2667504 | 0 | 406540 | 70078738
2040-04-01 | 220370 | 246150 | 0 | 1598309 | 1000000 | 195725 | 294492 | 16853000 | 31707.1 | 0 | 95202.2 | 6082625 | 0 | 0 | 3084700 | 36666160
2040-05-01 | 157644 | 112310 | 0 | 788494 | 1000000 | 51895.4 | 287438 | 7811200 | 456.746 | 0 | 47180 | 3948875 | 2134045 | 0 | 742820 | 23517646
2040-06-01 | 149554 | 115230 | 0 | 2182625 | 0 | 43696 | 0 | 8216600 | 0.0067119 | 0 | 489.71 | 3446750 | 2635835 | 0 | 472.07 | 18104964
2040-07-01 | 141180 | 105130 | 0 | 19026.6 | 0.03791 | 42450.9 | 0 | 0 | 0 | 0 | 0 | 2914625 | 3168299 | 0 | 0 | 6837492
2040-08-01 | 0 | 102990 | 0 | 73040.7 | 0 | 0 | 0 | 0 | 0 | 0 | 0 | 3403000 | 2679920 | 0 | 0 | 6258951
2040-09-01 | 0 | 100302 | 0 | 0 | 0 | 0 | 0 | 0 | 0 | 0 | 0 | 5108250 | 134921 | 0 | 0 | 5343473
2040-10-01 | 400200 | 136070 | 0 | 317559 | 0 | 148337 | 1466202 | 0 | 14207.4 | 0 | 0.039056 | 4294125 | 1788769 | 0 | 0 | 22291567
2040-11-01 | 117290 | 131276 | 0 | 396712 | 0 | 78229.1 | 2107079 | 0 | 615.751 | 0 | 0.012592 | 4765000 | 1317797 | 0 | 0 | 27204820
2040-12-01 | 110530 | 2130600 | 178170 | 4282334 | 0.0023615 | 619335 | 1217702 | 1205.9 | 0 | 0 | 0 | 4781500 | 255729 | 0 | 0 | 23220109
2041-01-01 | 2218876 | 3573800 | 2463800 | 5154560 | 0.02432 | 3714900 | 575845 | 1180000 | 0 | 0 | 204.05 | 4788500 | 1294347 | 0 | 0 | 25567630
2041-02-01 | 172450 | 318734 | 0 | 4056803 | 0.12188 | 258774 | 3381222 | 0 | 44801.3 | 0 | 0 | 4563875 | 409542 | 0 | 0 | 37530997
2041-03-01 | 957758 | 2765267 | 0 | 8223965 | 0 | 1480700 | 0 | 660430 | 41471 | 0 | 7.6327 | 4754500 | 1328301 | 0 | 68.135 | 20707306
2041-04-01 | 134470 | 140926 | 0 | 222131 | 0 | 67210.3 | 2925346 | 0 | 8348.28 | 0 | 0 | 4753375 | 1329473 | 0 | 0 | 25717714
2041-05-01 | 252850 | 92291 | 0 | 264801 | 0.0078564 | 37121.2 | 283611 | 0 | 102692 | 0 | 0 | 4908875 | 1173874 | 0 | 0 | 12074008
2041-06-01 | 0 | 90225.5 | 0 | 22228.9 | 0.026003 | 36100.1 | 0 | 0 | 1752.44 | 0 | 0 | 0 | 1863662 | 0 | 0 | 3374702
2041-07-01 | 0 | 88295.9 | 0 | 15313.4 | 0.015995 | 35181.9 | 0 | 0 | 0 | 0 | 0 | 0 | 423451 | 0 | 0 | 1233232
2041-08-01 | 0 | 86424 | 0 | 15492.4 | 0 | 0 | 0 | 0 | 0 | 0 | 0 | 0 | 463013 | 0 | 0 | 564930
2041-09-01 | 0 | 86968 | 0 | 0 | 0 | 0 | 0 | 0 | 0 | 0 | 0 | 0 | 402627 | 0 | 0 | 489595
2041-10-01 | 307790 | 3371100 | 3106100 | 731608 | 20.8684 | 2440488 | 679092 | 2339400 | 1031490 | 0 | 1017500 | 3537000 | 2545945 | 0 | 1972600 | 24243717
2041-11-01 | 1998625 | 4456600 | 5022661 | 2913305 | 6884.66 | 7844870 | 819568 | 4186700 | 3228780 | 0 | 4866900 | 4785000 | 1297803 | 0 | 0 | 41427761
2041-12-01 | 484330 | 3371500 | 3006466 | 0 | 1000000 | 324725 | 289349 | 4743500 | 26670 | 0 | 0 | 5924625 | 158029 | 0 | 0 | 19329194
2042-01-01 | 118300 | 4693800 | 511.22 | 5571995 | 999870 | 1357600 | 1551946 | 4984415 | 19.1114 | 0 | 773619 | 4663500 | 1291300 | 0 | 4291600 | 41071675
2042-02-01 | 0 | 3966534 | 415650 | 7635146 | 999850 | 4728700 | 3657379 | 13049486 | 30349.6 | 0 | 1625980 | 2357000 | 519478 | 0 | 9806200 | 65352484
2042-03-01 | 0 | 2644364 | 0 | 8234839 | 999830 | 3412600 | 2897889 | 24061264 | 248046 | 0 | 4544170 | 0 | 2246353 | 0 | 7316600 | 71221334
2042-04-01 | 0 | 101638 | 0 | 1589163 | 999900 | 50254.4 | 283134 | 6769903 | 22793 | 0 | 8811.96 | 0 | 380673 | 0 | 121450 | 20304966
2042-05-01 | 0 | 106360 | 0 | 782688 | 1000000 | 42050.3 | 0 | 4443600 | 1026.01 | 0 | 144.6 | 0 | 382626 | 0 | 0 | 13755665
2042-06-01 | 0 | 89845.7 | 0 | 2222749 | 999900 | 37822.9 | 0 | 11781632 | 381.077 | 0 | 106.072 | 0 | 420063 | 0 | 0 | 16916293
2042-07-01 | 0 | 84360 | 0 | 2187201 | 1000000 | 35740.1 | 0 | 7854400 | 4.9779 | 0 | 11.0645 | 0 | 388587 | 0 | 129.62 | 12231689
2042-08-01 | 0 | 82576 | 0 | 725001 | 0 | 0 | 0 | 4683500 | 0 | 0 | 0 | 0 | 387516 | 0 | 0 | 5878592
2042-09-01 | 0 | 80890 | 0 | 0 | 0 | 0 | 0 | 0 | 0 | 0 | 0 | 0 | 336030 | 0 | 0 | 416920
2042-10-01 | 0 | 440040 | 0 | 2236192 | 7.7115 | 101897 | 1178641 | 3311100 | 2471.45 | 0 | 51669 | 0 | 343597 | 0 | 877180 | 18938322
2042-11-01 | 0 | 103906 | 0 | 573584 | 0 | 58782.1 | 1250578 | 0 | 1980.16 | 0 | 0.025924 | 0 | 316532 | 0 | 0 | 11975026
2042-12-01 | 0 | 186950 | 0 | 46006.3 | 0 | 71895.4 | 2187096 | 0 | 80.2377 | 0 | 0.024974 | 0 | 266221 | 0 | 0 | 13264441
2043-01-01 | 0 | 79926.1 | 0 | 17918.8 | 0 | 32498 | 0 | 0 | 0 | 0 | 0.060729 | 0 | 269729 | 0 | 0 | 18451182
2043-02-01 | 0 | 1021361 | 0 | 9775592 | 0 | 1026570 | 3607714 | 567940 | 67515.7 | 0 | 1.8879 | 0 | 665174 | 0 | 0 | 45452584
2043-03-01 | 5952694 | 10163700 | 628220 | 16294682 | 999860 | 5912770 | 2892546 | 28969113 | 3781330 | 0 | 15669700 | 2925125 | 3157810 | 0 | 2828000 | 103564692
2043-04-01 | 237250 | 1147683 | 0 | 818000 | 1000000 | 3086000 | 290494 | 3784839 | 58512.7 | 0 | 101936 | 4757250 | 1325598 | 0 | 19988752 | 36596315
2043-05-01 | 82355 | 79091.6 | 0 | 1563807 | 999900 | 40234.5 | 0 | 7588100 | 80.962 | 0 | 13668.7 | 3698875 | 2384074 | 0 | 173920 | 17713350
2043-06-01 | 79198 | 76965 | 0 | 2241185 | 999900 | 34427 | 0 | 12128285 | 0 | 0 | 412.735 | 3476625 | 2606309 | 0 | 6074.5 | 22995966
2043-07-01 | 0 | 73145.4 | 0 | 2229620 | 999910 | 31715.8 | 0 | 10893054 | 0 | 0 | 243.336 | 0 | 1671313 | 0 | 5598.5 | 16574448
2043-08-01 | 0 | 71637 | 0 | 767887 | 0 | 0 | 0 | 3898000 | 0 | 0 | 0 | 0 | 318514 | 0 | 0 | 5056038
2043-09-01 | 0 | 81978 | 0 | 0 | 0 | 0 | 0 | 0 | 0 | 0 | 0 | 0 | 325305 | 0 | 0 | 407283
2043-10-01 | 0 | 95036 | 0 | 2938220 | 1000000 | 139384 | 2037543 | 3485900 | 16877.7 | 0 | 132263 | 0 | 410013 | 0 | 732870 | 29087667
2043-11-01 | 2337856 | 4504500 | 7259677 | 3337639 | 1000000 | 2804700 | 2296262 | 6963800 | 321682 | 0 | 3080830 | 2051125 | 2148364 | 0 | 2880100 | 47514074
2043-12-01 | 1335339 | 1418305 | 3835596 | 3673600 | 1000000 | 17049360 | 0 | 5742719 | 4874564 | 0 | 6831045 | 5428173 | 655160 | 0 | 160780 | 52004642
2044-01-01 | 3170518 | 6282124 | 5066903 | 5656667 | 1000000 | 6829897 | 2493232 | 11100739 | 1841575 | 0 | 12531858 | 4772161 | 1311173 | 0 | 4106758 | 66163604
2044-02-01 | 0 | 6988861 | 3865594 | 7675038 | 1000000 | 6937364 | 3446952 | 12715226 | 3796387 | 0 | 9860980 | 4521898 | 1561435 | 0 | 5948729 | 75229062
2044-03-01 | 4280051 | 6943090 | 3904414 | 8090411 | 1000000 | 756104 | 2668591 | 14225042 | 2750008 | 0 | 18764060 | 4653065 | 1314366 | 0 | 6346734 | 75695936
2044-04-01 | 95030.3 | 2927800 | 1800634 | 0 | 10625.2 | 309585 | 283823 | 3630000 | 116667 | 0 | 0 | 5657750 | 0 | 0 | 0 | 14831914
2044-05-01 | 986860 | 6930300 | 4920382 | 1619401 | 1000000 | 7687750 | 293434 | 8127900 | 4381514 | 0 | 663083 | 3802980 | 2280354 | 0 | 2082800 | 53150652
2044-06-01 | 428326 | 4119400 | 1838742 | 2201981 | 6828.46 | 724019 | 0 | 8681000 | 23583.6 | 0 | 688270 | 3362875 | 2720048 | 0 | 653770 | 25448858
2044-07-01 | 138783 | 983230 | 364446 | 2226039 | 11980.4 | 50699.5 | 0 | 10933000 | 10.0629 | 0 | 1277 | 4313750 | 1769125 | 0 | 24622 | 21448185
2044-08-01 | 0 | 905550 | 0 | 0 | 0 | 0 | 0 | 827460 | 0 | 0 | 0 | 3420625 | 2662310 | 0 | 0 | 7815945
2044-09-01 | 0 | 2749800 | 2543396 | 0 | 0 | 0 | 0 | 0 | 0 | 0 | 0 | 4662500 | 1420338 | 0 | 0 | 11376034
2044-10-01 | 1375283 | 6255400 | 5169789 | 2096625 | 1000000 | 174263 | 898333 | 3277300 | 3446.9 | 0 | 6178.48 | 3997500 | 2085348 | 0 | 119750 | 35386769
2044-11-01 | 0 | 500260 | 854657 | 1035640 | 1000000 | 7159790 | 282327 | 5854300 | 745780 | 0 | 872848 | 4489750 | 10416.8 | 0 | 3749700 | 26555534
2044-12-01 | 0 | 3328296 | 217144 | 0 | 0 | 0 | 837468 | 517200 | 0 | 0 | 0 | 3422441 | 262364 | 0 | 0 | 8584913
2045-01-01 | 689526 | 3402549 | 3380389 | 619093 | 1000000 | 6985580 | 0 | 11926250 | 5780744 | 0 | 0 | 4769466 | 1313868 | 0 | 5960030 | 45827494
2045-02-01 | 2982900 | 7293817 | 4566302 | 6846474 | 999960 | 0 | 3297234 | 5356200 | 0 | 0 | 29141.6 | 4662250 | 701235 | 0 | 264510 | 58488072
2045-03-01 | 369930 | 4170787 | 3710878 | 8301909 | 999990 | 6337000 | 2885421 | 14147569 | 1585.4 | 0 | 31297.7 | 3498375 | 2584515 | 0 | 2336200 | 49375496
2045-04-01 | 819970 | 6412291 | 4585515 | 795458 | 1000000 | 4927900 | 0 | 3476422 | 343299 | 0 | 134708 | 6082625 | 0 | 0 | 6103142 | 34681330
2045-05-01 | 333030 | 9379502 | 5019147 | 1557896 | 999920 | 155349 | 282873 | 8231325 | 2350.34 | 0 | 111908 | 3807125 | 2275770 | 0 | 3312700 | 42947092
2045-06-01 | 308570 | 4336258 | 1764638 | 2216088 | 1000000 | 58667 | 0 | 11797430 | 0 | 0 | 285.469 | 3425625 | 2657319 | 0 | 18948 | 28887665
2045-07-01 | 231048 | 793369 | 355517 | 1500339 | 999900 | 56457.6 | 0 | 8575062 | 0 | 0 | 1.1607 | 2756250 | 3326792 | 0 | 86.809 | 19034630
2045-08-01 | 0 | 1403900 | 365752 | 747478 | 0 | 0 | 0 | 3776800 | 0 | 0 | 0 | 3510625 | 2572324 | 0 | 0 | 12376879
2045-09-01 | 0 | 2477900 | 2505720 | 0 | 0 | 0 | 0 | 0 | 0 | 0 | 0 | 2101875 | 253806 | 0 | 0 | 7339301
2045-10-01 | 947900 | 3340700 | 2283152 | 1494739 | 1000000 | 815145 | 1029248 | 2812800 | 78644.2 | 0 | 322833 | 4731500 | 1351313 | 0 | 1300400 | 23172310
2045-11-01 | 444300 | 2952900 | 2302800 | 1213831 | 3811.9 | 1534370 | 1172878 | 3701300 | 154676 | 0 | 232890 | 2178750 | 1308213 | 0 | 0 | 19823101
2045-12-01 | 2243939 | 1405041 | 885919 | 4697619 | 1000000 | 9403500 | 0 | 6093542 | 0 | 0 | 3416620 | 6072125 | 10554.8 | 0 | 0 | 41199151
2046-01-01 | 2786931 | 5982069 | 4913976 | 657291 | 999920 | 6805909 | 2794209 | 11099618 | 5399749 | 0 | 10303500 | 4766846 | 1316487 | 0 | 8264000 | 69853615
2046-02-01 | 716557 | 6697216 | 3931623 | 5904612 | 1000000 | 575529 | 0 | 12178036 | 0 | 0 | 893136 | 5240330 | 843004 | 0 | 5941605 | 43921647
2046-03-01 | 3379317 | 6929082 | 5384246 | 8274579 | 1000000 | 7183559 | 2888807 | 15081000 | 344588 | 0 | 2253290 | 4763875 | 1318926 | 0 | 1951900 | 77596628
2046-04-01 | 307270 | 3632236 | 1809613 | 773833 | 999930 | 331063 | 2633843 | 3477614 | 686.005 | 0 | 7115.73 | 4795000 | 1287846 | 0 | 208040 | 30098526
2046-05-01 | 285520 | 6446100 | 4910340 | 1580947 | 1000000 | 58890.8 | 288513 | 7836000 | 0 | 0 | 12 | 3710000 | 2372933 | 0 | 2145.7 | 29162751
2046-06-01 | 268100 | 4239040 | 1761208 | 1522114 | 999920 | 56760.8 | 0 | 8461640 | 0 | 0 | 256 | 3463125 | 2619789 | 0 | 2961.6 | 24750251
2046-07-01 | 228867 | 753456 | 359693 | 2201627 | 1000000 | 54767.2 | 0 | 11627357 | 0 | 0 | 3.077 | 4556625 | 1526138 | 0 | 38.438 | 22753537
2046-08-01 | 0 | 1302400 | 0 | 759598 | 0 | 0 | 0 | 4612100 | 0 | 0 | 0 | 2106375 | 3976661 | 0 | 0 | 12757134
2046-09-01 | 0 | 4629219 | 2569025 | 0 | 0 | 0 | 0 | 0 | 0 | 0 | 0 | 5708250 | 134627 | 0 | 0 | 13041122
2046-10-01 | 687420 | 3798300 | 2392245 | 604835 | 0 | 155687 | 1474172 | 0 | 290.041 | 0 | 0.034476 | 3192125 | 1692603 | 0 | 0 | 24416728
2046-11-01 | 202500 | 1604900 | 2281100 | 24753.6 | 0.0097333 | 48752.9 | 835773 | 0 | 6454.59 | 0 | 0 | 5544500 | 10814.5 | 0 | 0 | 16701266
2046-12-01 | 1282450 | 5480700 | 3359783 | 4225220 | 1000000 | 2926950 | 0 | 6774300 | 0 | 0 | 0 | 5396000 | 686767 | 0 | 0 | 31132169
2047-01-01 | 3270902 | 4390400 | 3337258 | 5069574 | 1000000 | 7481691 | 2791720 | 11891190 | 2728660 | 0 | 12309595 | 4776375 | 1306448 | 0 | 5952288 | 66306103
2047-02-01 | 0 | 3660768 | 1523453 | 7743556 | 1000000 | 1127800 | 0 | 11176662 | 0 | 0 | 978235 | 3456375 | 1280163 | 0 | 4171031 | 52413433
2047-03-01 | 2884403 | 6725620 | 5828177 | 8062934 | 1000000 | 2406600 | 2927646 | 14414981 | 534810 | 0 | 5203160 | 4776125 | 1306679 | 0 | 1420971 | 71742836
2047-04-01 | 218030 | 4724354 | 0 | 784206 | 999910 | 129714 | 284553 | 6824142 | 14645.8 | 0 | 27850.4 | 4743875 | 1338958 | 0 | 212770 | 36900033
2047-05-01 | 190330 | 136533 | 0 | 2365169 | 999900 | 62114.1 | 292312 | 7867355 | 3612.52 | 0 | 6429.08 | 3819375 | 2263483 | 0 | 52099 | 29300046
2047-06-01 | 177060 | 122003 | 0 | 1471280 | 999900 | 50948 | 0 | 8719723 | 44.7395 | 0 | 65.6129 | 3408000 | 2674871 | 0 | 652.11 | 18983686
2047-07-01 | 166650 | 118835 | 0 | 2204268 | 999900 | 49309.9 | 0 | 11487281 | 13.9129 | 0 | 36.5915 | 3033125 | 3049806 | 0 | 145.01 | 21540655
2047-08-01 | 0 | 115910 | 0 | 712083 | 0 | 0 | 0 | 3682900 | 0 | 0 | 0 | 3503625 | 2579326 | 0 | 0 | 10593845
2047-09-01 | 0 | 265560 | 0 | 0 | 0 | 0 | 0 | 0 | 0 | 0 | 0 | 2733625 | 263834 | 0 | 0 | 3263019
2047-10-01 | 1121916 | 4856400 | 0 | 1831996 | 1000000 | 3980291 | 1569281 | 2720900 | 370357 | 0 | 5132009 | 4225000 | 1857868 | 0 | 5130300 | 33796330
2047-11-01 | 997769 | 4485100 | 1546200 | 3308259 | 1000000 | 2447550 | 1526708 | 7443100 | 612212 | 0 | 1196680 | 3820875 | 1292277 | 0 | 6025500 | 38277073
2047-12-01 | 951516 | 2092900 | 794390 | 2929566 | 1000000 | 2151970 | 981983 | 4466800 | 769664 | 0 | 3460520 | 5929000 | 153602 | 0 | 185040 | 29679408
2048-01-01 | 0 | 273020 | 3136300 | 0 | 1000000 | 1775660 | 0 | 2071200 | 780282 | 0 | 0 | 6082625 | 0 | 0 | 0 | 15119087
2048-02-01 | 1048204 | 491297 | 0 | 7063002 | 644736 | 184137 | 0 | 9457524 | 0 | 0 | 0 | 3434875 | 740508 | 0 | 0 | 23064282
2048-03-01 | 139500 | 114984 | 0 | 8062681 | 1931.15 | 47327.7 | 2962042 | 15944000 | 1344.6 | 0 | 74.418 | 3434500 | 2648033 | 0 | 0 | 59731121
2048-04-01 | 909463 | 3541274 | 259100 | 1560103 | 0 | 44720.2 | 2974373 | 510140 | 240139 | 0 | 61.631 | 6082625 | 0 | 0 | 0 | 47044431
2048-05-01 | 224060 | 479508 | 0 | 607723 | 0.01576 | 87605 | 286982 | 0 | 57982.1 | 0 | 0 | 2721500 | 3361532 | 0 | 0 | 12810297
2048-06-01 | 132800 | 106623 | 0 | 26137.1 | 0.039255 | 43057.4 | 0 | 0 | 208.186 | 0 | 0 | 4769375 | 1313358 | 0 | 0 | 7283549
2048-07-01 | 125200 | 103234 | 0 | 17953.5 | 0.059597 | 41216.4 | 0 | 0 | 19.9751 | 0 | 0 | 2711875 | 3371108 | 0 | 0 | 6818033
2048-08-01 | 0 | 100990 | 0 | 16543.7 | 0 | 0 | 0 | 0 | 0 | 0 | 0 | 0 | 2425695 | 0 | 0 | 2543229
2048-09-01 | 0 | 100740 | 0 | 0 | 0 | 0 | 0 | 0 | 0 | 0 | 0 | 0 | 147901 | 0 | 0 | 248641
2048-10-01 | 0 | 168440 | 0 | 1055222 | 0 | 187338 | 1148111 | 0 | 12596.3 | 0 | 0.026851 | 0 | 370922 | 0 | 0 | 7839162
2048-11-01 | 0 | 137171 | 0 | 396987 | 0 | 67094.9 | 826024 | 0 | 453.834 | 0 | 0.039577 | 0 | 354476 | 0 | 0 | 8572013
2048-12-01 | 2815487 | 2274000 | 7964417 | 3990084 | 1000000 | 14636000 | 1616640 | 7755500 | 3161590 | 0 | 0 | 3485125 | 2597667 | 0 | 0 | 51296510
2049-01-01 | 1943621 | 6695117 | 3308027 | 660914 | 1000000 | 2912900 | 633864 | 5164600 | 882915 | 0 | 0 | 6082625 | 0 | 0 | 0 | 29284583
2049-02-01 | 274270 | 7029896 | 4124728 | 6566690 | 999900 | 155280 | 3511758 | 10836283 | 135345 | 0 | 146438 | 4678250 | 1404594 | 0 | 607630 | 46517337
2049-03-01 | 254150 | 7502345 | 5255250 | 9005808 | 400380 | 178090 | 2933406 | 16775593 | 101633 | 0 | 46339.9 | 3464000 | 2618974 | 0 | 243840 | 72855450
2049-04-01 | 149250 | 5718110 | 3467741 | 41416.1 | 0 | 43571.5 | 293941 | 0 | 953.223 | 0 | 0.010523 | 6082000 | 0 | 0 | 0 | 44466120
2049-05-01 | 139930 | 2859824 | 0 | 20152.2 | 0.062967 | 40469.9 | 284796 | 0 | 1.4504 | 0 | 0 | 3960750 | 2121609 | 0 | 0 | 20864950
2049-06-01 | 737.96 | 102134 | 0 | 24054.7 | 0.037665 | 39548.8 | 0 | 0 | 0 | 0 | 0 | 2612750 | 2754546 | 0 | 0 | 6872416
2049-07-01 | 0 | 99773.9 | 0 | 16132 | 0.034236 | 38337.1 | 0 | 0 | 104.622 | 0 | 0 | 0 | 466984 | 0 | 0 | 1054655
2049-08-01 | 0 | 97879.3 | 0 | 88480.9 | 0 | 0 | 0 | 0 | 0 | 0 | 0 | 0 | 474271 | 0 | 0 | 660631
2049-09-01 | 0 | 566430 | 0 | 0 | 0 | 0 | 0 | 0 | 0 | 0 | 0 | 0 | 702302 | 0 | 0 | 1268732
2049-10-01 | 0 | 145900 | 0 | 37050.4 | 0 | 603912 | 981347 | 0 | 1058.9 | 0 | 0.0078423 | 0 | 402684 | 0 | 0 | 7788961
2049-11-01 | 0 | 361163 | 0 | 211122 | 0.0055631 | 58508.6 | 1473819 | 0 | 0 | 0 | 0 | 0 | 966415 | 0 | 0 | 11924891
2049-12-01 | 2717398 | 5178400 | 6333885 | 8985597 | 1000000 | 12252000 | 0 | 2583100 | 5547910 | 0 | 8652206 | 4920375 | 1162342 | 0 | 184820 | 59518037
2050-01-01 | 940000 | 3667015 | 2531511 | 0 | 999920 | 220903 | 2293543 | 8380644 | 0 | 0 | 0 | 3922875 | 1283108 | 0 | 904390 | 30125127
2050-02-01 | 465010 | 4369332 | 5537563 | 6690942 | 999930 | 266026 | 3556278 | 13323588 | 430016 | 0 | 20120.5 | 5307125 | 775637 | 0 | 44339 | 61656560
2050-03-01 | 5632014 | 13016020 | 5864071 | 8150807 | 1000000 | 10099858 | 2880170 | 14303249 | 6577177 | 0 | 17446000 | 3458250 | 2624645 | 0 | 3393672 | 95924729
2050-04-01 | 2667562 | 4119209 | 3363900 | 8291168 | 999850 | 3545800 | 291168 | 17059174 | 894102 | 0 | 277279 | 4774875 | 1307965 | 0 | 14892000 | 63482486
2050-05-01 | 203520 | 636075 | 0 | 2336622 | 999940 | 447951 | 285963 | 8185200 | 31619.9 | 0 | 138294 | 3745500 | 2337432 | 0 | 1044700 | 29996440
2050-06-01 | 150220 | 103063 | 0 | 1498797 | 999900 | 42258.2 | 0 | 12292113 | 140.499 | 0 | 297.03 | 3400250 | 2682671 | 0 | 2986.2 | 22772951
2050-07-01 | 141410 | 98701.2 | 0 | 2195041 | 999910 | 39920.4 | 0 | 8148229 | 0 | 0 | 0 | 4428625 | 1654146 | 0 | 0 | 18138988
2050-08-01 | 0 | 96812.8 | 0 | 606562 | 0 | 0 | 0 | 0 | 0 | 0 | 0 | 1989375 | 4093415 | 0 | 0 | 6786165
2050-09-01 | 0 | 94424 | 0 | 0 | 0 | 0 | 0 | 0 | 0 | 0 | 0 | 2172500 | 140474 | 0 | 0 | 2407398
2050-10-01 | 389720 | 104910 | 0 | 186216 | 0.0063555 | 144429 | 1105256 | 0 | 1.0124 | 0 | 0 | 2982000 | 1766760 | 0 | 0 | 7391614
2050-11-01 | 710164 | 3612400 | 2520100 | 0 | 1000000 | 2978200 | 1460673 | 1782400 | 0 | 0 | 1387930 | 5234750 | 10566.3 | 0 | 0 | 24576307
2050-12-01 | 1317218 | 2536343 | 4593198 | 4051856 | 999960 | 6244100 | 1396640 | 7782500 | 4345360 | 0 | 874258 | 5473125 | 609473 | 0 | 162730 | 40386763
2051-01-01 | 0 | 3758458 | 3209680 | 0 | 999900 | 3381900 | 0 | 5226500 | 0 | 0 | 2510620 | 4791125 | 1291717 | 0 | 4757300 | 38306104
2051-02-01 | 0 | 888710 | 1478.94 | 0 | 11743.5 | 569771 | 0 | 0 | 0 | 0 | 0 | 2527625 | 0 | 0 | 0 | 3999328
2051-03-01 | 4109420 | 7084161 | 4047351 | 8191359 | 837896 | 6307500 | 2892959 | 14001206 | 1416430 | 0 | 9017930 | 3452750 | 2630113 | 0 | 1491846 | 75594186
2051-04-01 | 783952 | 9126300 | 7160341 | 806421 | 1000000 | 4882100 | 284433 | 6959305 | 888187 | 0 | 151327 | 6082625 | 0 | 0 | 9895438 | 48020429
2051-05-01 | 961818 | 6744474 | 4945107 | 1599154 | 1000000 | 1317500 | 293170 | 4533760 | 183539 | 0 | 668969 | 3946250 | 2136518 | 0 | 10397113 | 38727372
2051-06-01 | 424563 | 4423865 | 1820085 | 1477832 | 1000000 | 1070100 | 0 | 12007858 | 77926 | 0 | 466840 | 2035875 | 4047252 | 0 | 630240 | 29482438
2051-07-01 | 143321 | 1059676 | 369347 | 2297844 | 999910 | 281530 | 0 | 11039642 | 17240.1 | 0 | 457318 | 4851250 | 1231474 | 0 | 213550 | 22962110
2051-08-01 | 0 | 1134155 | 0 | 768781 | 0 | 0 | 0 | 3808567 | 0 | 0 | 0 | 2116375 | 3966710 | 0 | 0 | 11794587
Sum | 240748347 | 1016298694 | 662388906 | 786003634 | 125545189 | 533943886 | 296768628 | 1903189018 | 159460120 | 0 | 317329637 | 1475923024 | 532707698 | 0 | 430459384 | 10171943058

## SW Domestic
Transmission Link Flow
Scenario: Reference CC, All months (12)
Cubic Meter
| "Transmission Link from Ahl Souss to Ait Baha" | "Transmission Link from Complexe Abdelmoumen Dkhika to Agadir" | "Transmission Link from Moulay Abdellah to Agadir" | "Transmission Link from Withdrawal Node 1 to AEP_SEl Guerdane" | "Transmission Link from Youssef Ben Tachefine to Lakhssass" | "Transmission Link from Youssef Ben Tachefine to Sidi Ifni" | "Transmission Link from Youssef Ben Tachefine to Tafraout" | "Transmission Link from Youssef Ben Tachefine to Tiznit" | Sum
2018-09-01 | 18058.4 | 0 | 3717666 | 32418 | 12600 | 60656 | 19886.4 | 308982 | 4170266
2018-10-01 | 18660.4 | 0 | 3841588 | 33498.8 | 13020 | 62677.9 | 20549.3 | 319281 | 4309276
2018-11-01 | 18058.4 | 0 | 3717666 | 32418 | 12600 | 60656 | 19886.4 | 308982 | 4170266
2018-12-01 | 18660.4 | 0 | 3841588 | 33498.8 | 13020 | 62677.9 | 20549.3 | 319281 | 4309276
2019-01-01 | 18660.4 | 0 | 3841588 | 33498.8 | 13020 | 62677.9 | 20549.3 | 319281 | 4309276
2019-02-01 | 16854.5 | 0 | 3469821 | 30257 | 11760 | 56612.3 | 18560.7 | 288383 | 3892249
2019-03-01 | 18660.4 | 0 | 3841588 | 33498 | 13020 | 62677.9 | 20549.3 | 319281 | 4309275
2019-04-01 | 18058.4 | 0 | 3717666 | 32418 | 12600 | 60656 | 19886.4 | 308982 | 4170266
2019-05-01 | 18660.4 | 1865.05 | 3839723 | 33498 | 13020 | 62677.9 | 20549.3 | 319281 | 4309275
2019-06-01 | 18058.4 | 0 | 3717666 | 32418 | 12600 | 60656 | 19886.4 | 308982 | 4170266
2019-07-01 | 18660.4 | 726.727 | 3840861 | 26653 | 13020 | 62677.9 | 20549.3 | 319281 | 4302430
2019-08-01 | 18660.4 | 5852.81 | 3835735 | 162.96 | 13020 | 62677.9 | 20549.3 | 319281 | 4275940
2019-09-01 | 18374 | 0 | 3794556 | 33368 | 12776.4 | 61505.2 | 20394.9 | 319361 | 4260336
2019-10-01 | 18986.5 | 0 | 3921041 | 34480 | 13202.3 | 63555.4 | 21074.7 | 330006 | 4402347
2019-11-01 | 18374 | 5872.81 | 3788683 | 33368 | 12776.4 | 61505.2 | 20394.9 | 319361 | 4260336
2019-12-01 | 18986.5 | 3856.75 | 3917185 | 34480 | 13202.3 | 63555.4 | 21074.7 | 330006 | 4402347
2020-01-01 | 18986.5 | 6470.9 | 3914570 | 34480 | 13202.3 | 63555.4 | 21074.7 | 330006 | 4402347
2020-02-01 | 17149.1 | 0 | 3541586 | 31143.8 | 11924.7 | 57404.9 | 19035.2 | 298070 | 3976314
2020-03-01 | 18986.5 | 0 | 3921041 | 34480.6 | 13202.3 | 63555.4 | 21074.7 | 330006 | 4402347
2020-04-01 | 18374 | 0 | 3794556 | 33368 | 12776.4 | 61505.2 | 20394.9 | 319361 | 4260336
2020-05-01 | 18986.5 | 88.7747 | 3920953 | 34480 | 13202.3 | 63555.4 | 21074.7 | 330006 | 4402347
2020-06-01 | 18374 | 3973.72 | 3790582 | 33368 | 12776.4 | 61505.2 | 20394.9 | 319361 | 4260336
2020-07-01 | 18986.5 | 1732.2 | 3919309 | 34480 | 13202.3 | 63555.4 | 21074.7 | 330006 | 4402347
2020-08-01 | 18986.5 | 149077 | 3771964 | 34480 | 13202.3 | 63555.4 | 21074.7 | 330006 | 4402347
2020-09-01 | 18561.6 | 0 | 91.3265 | 34062 | 12955.3 | 62366.3 | 20819.3 | 327754 | 476610
2020-10-01 | 19180.3 | 0 | 47.7041 | 35198 | 13387.2 | 64445.2 | 21513.3 | 338679 | 492451
2020-11-01 | 18561.6 | 0 | 91.3265 | 34062 | 12955.3 | 62366.3 | 20819.3 | 327754 | 476610
2020-12-01 | 19180.3 | 0 | 47.7041 | 35198 | 13387.2 | 64445.2 | 21513.3 | 338679 | 492451
2021-01-01 | 19180.3 | 0 | 47.7041 | 14440 | 13387.2 | 64445.2 | 21513.3 | 338679 | 471693
2021-02-01 | 17324.2 | 0 | 78.5714 | 31791 | 12091.6 | 58208.5 | 19431.3 | 305904 | 444829
2021-03-01 | 19180.3 | 0 | 47.7041 | 5649.5 | 13387.2 | 64445.2 | 21513.3 | 338679 | 462902
2021-04-01 | 18561.6 | 0 | 91.3265 | 504.91 | 12955.3 | 62366.3 | 20819.3 | 327754 | 443053
2021-05-01 | 19180.3 | 0 | 47.7041 | 56.332 | 13387.2 | 64445.2 | 21513.3 | 338679 | 457309
2021-06-01 | 18561.6 | 0 | 91.3265 | 100.04 | 12955.3 | 62366.3 | 20819.3 | 327754 | 442648
2021-07-01 | 19180.3 | 0 | 47.7041 | 29.97 | 13387.2 | 64445.2 | 21513.3 | 338679 | 457283
2021-08-01 | 19180.3 | 0 | 47.7041 | 47.76 | 13387.2 | 64445.2 | 21513.3 | 338679 | 457301
2021-09-01 | 18749.2 | 0 | 26.5306 | 34757 | 13136.7 | 63239.4 | 21243.7 | 336147 | 487300
2021-10-01 | 19374.2 | 0 | 54.0816 | 58.632 | 13574.6 | 65347.4 | 21951.8 | 347352 | 467713
2021-11-01 | 18749.2 | 0 | 26.5306 | 171.05 | 13136.7 | 63239.4 | 21243.7 | 336147 | 452714
2021-12-01 | 19374.2 | 0 | 54.0816 | 35915 | 13574.6 | 65347.4 | 21951.8 | 347352 | 503569
2022-01-01 | 19374.2 | 0 | 54.0816 | 35915.9 | 13574.6 | 65347.4 | 21951.8 | 347352 | 503570
2022-02-01 | 17499.3 | 0 | 71.4286 | 32440.2 | 12260.9 | 59023.5 | 19827.5 | 313737 | 454860
2022-03-01 | 19374.2 | 0 | 54.0816 | 35915 | 13574.6 | 65347.4 | 21951.8 | 347352 | 503569
2022-04-01 | 18749.2 | 0 | 26.5306 | 34757.3 | 13136.7 | 63239.4 | 21243.7 | 336147 | 487300
2022-05-01 | 19374.2 | 0 | 54.0816 | 35915.9 | 13574.6 | 65347.4 | 21951.8 | 347352 | 503570
2022-06-01 | 18749.2 | 0 | 26.5306 | 34757 | 13136.7 | 63239.4 | 21243.7 | 336147 | 487300
2022-07-01 | 19374.2 | 0 | 54.0816 | 35915 | 13574.6 | 65347.4 | 21951.8 | 347352 | 503569
2022-08-01 | 19374.2 | 0 | 54.0816 | 35915 | 13574.6 | 65347.4 | 21951.8 | 347352 | 503569
2022-09-01 | 18936.8 | 0 | 61.7347 | 35451 | 13320.6 | 64124.8 | 21668.1 | 344540 | 498103
2022-10-01 | 19568 | 0 | 60.4592 | 36633 | 13764.6 | 66262.3 | 22390.4 | 356025 | 514704
2022-11-01 | 18936.8 | 0 | 61.7347 | 35451 | 13320.6 | 64124.8 | 21668.1 | 344540 | 498103
2022-12-01 | 19568 | 0 | 60.4592 | 36633 | 13764.6 | 66262.3 | 22390.4 | 356025 | 514704
2023-01-01 | 19568 | 0 | 60.4592 | 36633 | 13764.6 | 66262.3 | 22390.4 | 356025 | 514704
2023-02-01 | 17674.4 | 0 | 64.2857 | 33088 | 12432.6 | 59849.8 | 20223.6 | 321571 | 464904
2023-03-01 | 19568 | 0 | 60.4592 | 36633.5 | 13764.6 | 66262.3 | 22390.4 | 356025 | 514704
2023-04-01 | 18936.8 | 0 | 61.7347 | 35451 | 13320.6 | 64124.8 | 21668.1 | 344540 | 498103
2023-05-01 | 19568 | 0 | 60.4592 | 2901.2 | 13764.6 | 66262.3 | 22390.4 | 356025 | 480972
2023-06-01 | 18936.8 | 0 | 61.7347 | 122.84 | 13320.6 | 64124.8 | 21668.1 | 344540 | 462775
2023-07-01 | 19568 | 0 | 60.4592 | 170.5 | 13764.6 | 66262.3 | 22390.4 | 356025 | 478241
2023-08-01 | 19568 | 0 | 60.4592 | 106.37 | 13764.6 | 66262.3 | 22390.4 | 356025 | 478177
2023-09-01 | 19124.4 | 0 | 96.9388 | 36146 | 13507.1 | 65022.5 | 22092.6 | 352933 | 508923
2023-10-01 | 19761.9 | 0 | 66.8367 | 136.3 | 13957.3 | 67189.9 | 22829 | 364698 | 488639
2023-11-01 | 19124.4 | 0 | 96.9388 | 36146 | 13507.1 | 65022.5 | 22092.6 | 352933 | 508923
2023-12-01 | 19761.9 | 0 | 66.8367 | 37351 | 13957.3 | 67189.9 | 22829 | 364698 | 525854
2024-01-01 | 19761.9 | 0 | 66.8367 | 37351 | 13957.3 | 67189.9 | 22829 | 364698 | 525854
2024-02-01 | 17849.5 | 0 | 57.1429 | 33736.5 | 12606.6 | 60687.7 | 20619.7 | 329405 | 474962
2024-03-01 | 19761.9 | 0 | 66.8367 | 11633 | 13957.3 | 67189.9 | 22829 | 364698 | 500136
2024-04-01 | 19124.4 | 0 | 96.9388 | 10149 | 13507.1 | 65022.5 | 22092.6 | 352933 | 482926
2024-05-01 | 19761.9 | 0 | 66.8367 | 152.12 | 13957.3 | 67189.9 | 22829 | 364698 | 488655
2024-06-01 | 19124.4 | 0 | 96.9388 | 60.969 | 13507.1 | 65022.5 | 22092.6 | 352933 | 472838
2024-07-01 | 19761.9 | 0 | 66.8367 | 96.127 | 13957.3 | 67189.9 | 22829 | 364698 | 488599
2024-08-01 | 19761.9 | 0 | 66.8367 | 61.277 | 13957.3 | 67189.9 | 22829 | 364698 | 488564
2024-09-01 | 19312 | 0 | 32.1429 | 36840 | 13696.2 | 65932.8 | 22517 | 361327 | 519657
2024-10-01 | 19955.7 | 0 | 73.2143 | 161.74 | 14152.7 | 68130.6 | 23267.5 | 373371 | 499112
2024-11-01 | 19312 | 0 | 32.1429 | 36840 | 13696.2 | 65932.8 | 22517 | 361327 | 519657
2024-12-01 | 19955.7 | 0 | 73.2143 | 38068 | 14152.7 | 68130.6 | 23267.5 | 373371 | 537019
2025-01-01 | 19955.7 | 0 | 73.2143 | 38068.8 | 14152.7 | 68130.6 | 23267.5 | 373371 | 537019
2025-02-01 | 18024.5 | 0 | 50 | 34384.7 | 12783.1 | 61537.3 | 21015.8 | 337238 | 485034
2025-03-01 | 19955.7 | 0 | 73.2143 | 38068 | 14152.7 | 68130.6 | 23267.5 | 373371 | 537019
2025-04-01 | 19312 | 0 | 32.1429 | 36840.8 | 13696.2 | 65932.8 | 22517 | 361327 | 519658
2025-05-01 | 19955.7 | 0 | 73.2143 | 38068 | 14152.7 | 68130.6 | 23267.5 | 373371 | 537019
2025-06-01 | 19312 | 0 | 32.1429 | 36840 | 13696.2 | 65932.8 | 22517 | 361327 | 519657
2025-07-01 | 19955.7 | 0 | 73.2143 | 38068 | 14152.7 | 68130.6 | 23267.5 | 373371 | 537019
2025-08-01 | 19955.7 | 0 | 73.2143 | 38068 | 14152.7 | 68130.6 | 23267.5 | 373371 | 537019
2025-09-01 | 19509 | 0 | 22.449 | 37607 | 13887.9 | 66855.9 | 22986.2 | 370823 | 531691
2025-10-01 | 20159.3 | 0 | 36.5306 | 16.755 | 14350.9 | 69084.4 | 23752.4 | 383184 | 510584
2025-11-01 | 19509 | 0 | 22.449 | 37607 | 13887.9 | 66855.9 | 22986.2 | 370823 | 531691
2025-12-01 | 20159.3 | 0 | 36.5306 | 38861 | 14350.9 | 69084.4 | 23752.4 | 383184 | 549428
2026-01-01 | 20159.3 | 0 | 36.5306 | 38577 | 14350.9 | 69084.4 | 23752.4 | 383184 | 549144
2026-02-01 | 18208.4 | 0 | 94.2857 | 35100.5 | 12962.1 | 62398.8 | 21453.7 | 346101 | 496319
2026-03-01 | 20159.3 | 0 | 36.5306 | 30775 | 14350.9 | 69084.4 | 23752.4 | 383184 | 541342
2026-04-01 | 19509 | 0 | 22.449 | 302.96 | 13887.9 | 66855.9 | 22986.2 | 370823 | 494387
2026-05-01 | 20159.3 | 0 | 36.5306 | 146.09 | 14350.9 | 69084.4 | 23752.4 | 383184 | 510713
2026-06-01 | 19509 | 0 | 22.449 | 37607 | 13887.9 | 66855.9 | 22986.2 | 370823 | 531691
2026-07-01 | 20159.3 | 0 | 36.5306 | 30259 | 14350.9 | 69084.4 | 23752.4 | 383184 | 540826
2026-08-01 | 20159.3 | 0 | 36.5306 | 6.5338 | 14350.9 | 69084.4 | 23752.4 | 383184 | 510574
2026-09-01 | 19705.9 | 0 | 12.7551 | 38374 | 14082.4 | 67791.9 | 23455.3 | 380319 | 543741
2026-10-01 | 20362.8 | 0 | 99.8469 | 71.251 | 14551.8 | 70051.6 | 24237.2 | 392997 | 522371
2026-11-01 | 19705.9 | 0 | 12.7551 | 29072 | 14082.4 | 67791.9 | 23455.3 | 380319 | 534439
2026-12-01 | 20362.8 | 0 | 99.8469 | 299.54 | 14551.8 | 70051.6 | 24237.2 | 392997 | 522599
2027-01-01 | 20362.8 | 0 | 99.8469 | 39653 | 14551.8 | 70051.6 | 24237.2 | 392997 | 561953
2027-02-01 | 18392.2 | 0 | 38.5714 | 35816 | 13143.5 | 63272.4 | 21891.7 | 354965 | 507519
2027-03-01 | 20362.8 | 0 | 99.8469 | 39653.8 | 14551.8 | 70051.6 | 24237.2 | 392997 | 561953
2027-04-01 | 19705.9 | 0 | 12.7551 | 38374 | 14082.4 | 67791.9 | 23455.3 | 380319 | 543741
2027-05-01 | 20362.8 | 0 | 99.8469 | 6015 | 14551.8 | 70051.6 | 24237.2 | 392997 | 528315
2027-06-01 | 19705.9 | 0 | 12.7551 | 64.583 | 14082.4 | 67791.9 | 23455.3 | 380319 | 505432
2027-07-01 | 20362.8 | 0 | 99.8469 | 63.499 | 14551.8 | 70051.6 | 24237.2 | 392997 | 522363
2027-08-01 | 20362.8 | 0 | 99.8469 | 71.801 | 14551.8 | 70051.6 | 24237.2 | 392997 | 522371
2027-09-01 | 19902.9 | 0 | 3.0612 | 39141 | 14279.5 | 68741 | 23924.5 | 389815 | 555807
2027-10-01 | 20566.3 | 0 | 63.1633 | 40446 | 14755.5 | 71032.3 | 24722 | 402809 | 574395
2027-11-01 | 19902.9 | 0 | 3.0612 | 39141 | 14279.5 | 68741 | 23924.5 | 389815 | 555807
2027-12-01 | 20566.3 | 0 | 63.1633 | 40446 | 14755.5 | 71032.3 | 24722 | 402809 | 574395
2028-01-01 | 20566.3 | 0 | 63.1633 | 40446 | 14755.5 | 71032.3 | 24722 | 402809 | 574395
2028-02-01 | 18576 | 0 | 82.8571 | 36532 | 13327.6 | 64158.2 | 22329.6 | 363828 | 518834
2028-03-01 | 20566.3 | 0 | 63.1633 | 40446.3 | 14755.5 | 71032.3 | 24722 | 402809 | 574395
2028-04-01 | 19902.9 | 0 | 3.0612 | 39141 | 14279.5 | 68741 | 23924.5 | 389815 | 555807
2028-05-01 | 20566.3 | 0 | 63.1633 | 40446 | 14755.5 | 71032.3 | 24722 | 402809 | 574395
2028-06-01 | 19902.9 | 0 | 3.0612 | 39141 | 14279.5 | 68741 | 23924.5 | 389815 | 555807
2028-07-01 | 20566.3 | 0 | 63.1633 | 40446 | 14755.5 | 71032.3 | 24722 | 402809 | 574395
2028-08-01 | 20566.3 | 0 | 63.1633 | 40446 | 14755.5 | 71032.3 | 24722 | 402809 | 574395
2028-09-01 | 20099.8 | 0 | 79893.4 | 39908 | 14479.4 | 69703.3 | 24393.7 | 399312 | 647789
2028-10-01 | 20769.8 | 0 | 82626.5 | 41238 | 14962.1 | 72026.8 | 25206.8 | 412622 | 669452
2028-11-01 | 20099.8 | 0 | 79893.4 | 39908 | 14479.4 | 69703.3 | 24393.7 | 399312 | 647789
2028-12-01 | 20769.8 | 0 | 82626.5 | 41238 | 14962.1 | 72026.8 | 25206.8 | 412622 | 669452
2029-01-01 | 20769.8 | 0 | 82626.5 | 939.22 | 14962.1 | 72026.8 | 25206.8 | 412622 | 629153
2029-02-01 | 18759.8 | 0 | 74727.1 | 37247 | 13514.1 | 65056.4 | 22767.5 | 372691 | 604763
2029-03-01 | 20769.8 | 0 | 82626.5 | 41238 | 14962.1 | 72026.8 | 25206.8 | 412622 | 669452
2029-04-01 | 20099.8 | 0 | 79893.4 | 65.9 | 14479.4 | 69703.3 | 24393.7 | 399312 | 607947
2029-05-01 | 20769.8 | 0 | 82626.5 | 179.22 | 14962.1 | 72026.8 | 25206.8 | 412622 | 628393
2029-06-01 | 20099.8 | 0 | 79893.4 | 108.38 | 14479.4 | 69703.3 | 24393.7 | 399312 | 607990
2029-07-01 | 20769.8 | 0 | 82626.5 | 177.86 | 14962.1 | 72026.8 | 25206.8 | 412622 | 628392
2029-08-01 | 20769.8 | 0 | 82626.5 | 103.71 | 14962.1 | 72026.8 | 25206.8 | 412622 | 628318
2029-09-01 | 20296.8 | 0 | 83.6735 | 40675 | 14682.1 | 70679.2 | 24862.9 | 408808 | 580088
2029-10-01 | 20973.3 | 0 | 89.7959 | 73.088 | 15171.6 | 73035.2 | 25691.7 | 422435 | 557470
2029-11-01 | 20296.8 | 0 | 83.6735 | 244.53 | 14682.1 | 70679.2 | 24862.9 | 408808 | 539657
2029-12-01 | 20973.3 | 0 | 89.7959 | 42031 | 15171.6 | 73035.2 | 25691.7 | 422435 | 599427
2030-01-01 | 20973.3 | 0 | 89.7959 | 42031.3 | 15171.6 | 73035.2 | 25691.7 | 422435 | 599428
2030-02-01 | 18943.6 | 0 | 71.4286 | 37963 | 13703.3 | 65967.2 | 23205.4 | 381554 | 541408
2030-03-01 | 20973.3 | 0 | 89.7959 | 42031.3 | 15171.6 | 73035.2 | 25691.7 | 422435 | 599428
2030-04-01 | 20296.8 | 0 | 83.6735 | 40675.4 | 14682.1 | 70679.2 | 24862.9 | 408808 | 580088
2030-05-01 | 20973.3 | 0 | 89.7959 | 42031.3 | 15171.6 | 73035.2 | 25691.7 | 422435 | 599428
2030-06-01 | 20296.8 | 0 | 83.6735 | 40675 | 14682.1 | 70679.2 | 24862.9 | 408808 | 580088
2030-07-01 | 20973.3 | 0 | 89.7959 | 42031 | 15171.6 | 73035.2 | 25691.7 | 422435 | 599427
2030-08-01 | 20973.3 | 0 | 89.7959 | 42031 | 15171.6 | 73035.2 | 25691.7 | 422435 | 599427
2030-09-01 | 20504.2 | 0 | 78.0612 | 41304 | 14887.7 | 71668.7 | 25247 | 415127 | 588816
2030-10-01 | 21187.7 | 0 | 90.6633 | 42681 | 15384 | 74057.6 | 26088.5 | 428964 | 608454
2030-11-01 | 20504.2 | 0 | 78.0612 | 41304 | 14887.7 | 71668.7 | 25247 | 415127 | 588816
2030-12-01 | 21187.7 | 0 | 90.6633 | 42681 | 15384 | 74057.6 | 26088.5 | 428964 | 608454
2031-01-01 | 21187.7 | 0 | 90.6633 | 42681 | 15384 | 74057.6 | 26088.5 | 428964 | 608454
2031-02-01 | 19137.3 | 0 | 52.8571 | 38550 | 13895.2 | 66890.8 | 23563.8 | 387452 | 549542
2031-03-01 | 21187.7 | 0 | 90.6633 | 42681.1 | 15384 | 74057.6 | 26088.5 | 428964 | 608454
2031-04-01 | 20504.2 | 0 | 78.0612 | 41304 | 14887.7 | 71668.7 | 25247 | 415127 | 588816
2031-05-01 | 21187.7 | 0 | 90.6633 | 310.86 | 15384 | 74057.6 | 26088.5 | 428964 | 566084
2031-06-01 | 20504.2 | 0 | 78.0612 | 187.63 | 14887.7 | 71668.7 | 25247 | 415127 | 547700
2031-07-01 | 21187.7 | 0 | 90.6633 | 64.319 | 15384 | 74057.6 | 26088.5 | 428964 | 565837
2031-08-01 | 21187.7 | 0 | 90.6633 | 119.71 | 15384 | 74057.6 | 26088.5 | 428964 | 565893
2031-09-01 | 20711.7 | 0 | 72.449 | 20812 | 15096.1 | 72672.1 | 25631.1 | 421445 | 576441
2031-10-01 | 21402.1 | 0 | 91.5306 | 64.875 | 15599.3 | 75094.5 | 26485.4 | 435494 | 574231
2031-11-01 | 20711.7 | 0 | 72.449 | 41933 | 15096.1 | 72672.1 | 25631.1 | 421445 | 597562
2031-12-01 | 21402.1 | 0 | 91.5306 | 43330 | 15599.3 | 75094.5 | 26485.4 | 435494 | 617496
2032-01-01 | 21402.1 | 0 | 91.5306 | 43330 | 15599.3 | 75094.5 | 26485.4 | 435494 | 617496
2032-02-01 | 19330.9 | 0 | 34.2857 | 39137.6 | 14089.7 | 67827.2 | 23922.3 | 393349 | 557691
2032-03-01 | 21402.1 | 0 | 91.5306 | 43330.9 | 15599.3 | 75094.5 | 26485.4 | 435494 | 617497
2032-04-01 | 20711.7 | 0 | 72.449 | 10581 | 15096.1 | 72672.1 | 25631.1 | 421445 | 566210
2032-05-01 | 21402.1 | 0 | 91.5306 | 227.66 | 15599.3 | 75094.5 | 26485.4 | 435494 | 574394
2032-06-01 | 20711.7 | 0 | 72.449 | 156.09 | 15096.1 | 72672.1 | 25631.1 | 421445 | 555785
2032-07-01 | 21402.1 | 0 | 91.5306 | 277.31 | 15599.3 | 75094.5 | 26485.4 | 435494 | 574444
2032-08-01 | 21402.1 | 0 | 91.5306 | 43.77 | 15599.3 | 75094.5 | 26485.4 | 435494 | 574210
2032-09-01 | 20919.2 | 0 | 66.8367 | 42562 | 15307.5 | 73689.5 | 26015.1 | 427764 | 606324
2032-10-01 | 21616.5 | 0 | 92.398 | 224.27 | 15817.7 | 76145.8 | 26882.3 | 442023 | 582802
2032-11-01 | 20919.2 | 0 | 66.8367 | 42562 | 15307.5 | 73689.5 | 26015.1 | 427764 | 606324
2032-12-01 | 21616.5 | 0 | 92.398 | 43980 | 15817.7 | 76145.8 | 26882.3 | 442023 | 626558
2033-01-01 | 21616.5 | 0 | 92.398 | 43980.8 | 15817.7 | 76145.8 | 26882.3 | 442023 | 626558
2033-02-01 | 19524.5 | 0 | 15.7143 | 39724.6 | 14287 | 68776.8 | 24280.8 | 399247 | 565856
2033-03-01 | 21616.5 | 0 | 92.398 | 43980 | 15817.7 | 76145.8 | 26882.3 | 442023 | 626558
2033-04-01 | 20919.2 | 0 | 66.8367 | 42562 | 15307.5 | 73689.5 | 26015.1 | 427764 | 606324
2033-05-01 | 21616.5 | 0 | 92.398 | 43980 | 15817.7 | 76145.8 | 26882.3 | 442023 | 626558
2033-06-01 | 20919.2 | 0 | 66.8367 | 42562 | 15307.5 | 73689.5 | 26015.1 | 427764 | 606324
2033-07-01 | 21616.5 | 0 | 92.398 | 43980 | 15817.7 | 76145.8 | 26882.3 | 442023 | 626558
2033-08-01 | 21616.5 | 0 | 92.398 | 43980 | 15817.7 | 76145.8 | 26882.3 | 442023 | 626558
2033-09-01 | 21126.6 | 0 | 61.2245 | 43190 | 15521.8 | 74721.1 | 26399.2 | 434083 | 615103
2033-10-01 | 21830.8 | 0 | 93.2653 | 39.786 | 16039.2 | 77211.8 | 27279.2 | 448552 | 591046
2033-11-01 | 21126.6 | 0 | 61.2245 | 43190 | 15521.8 | 74721.1 | 26399.2 | 434083 | 615103
2033-12-01 | 21830.8 | 0 | 93.2653 | 44630 | 16039.2 | 77211.8 | 27279.2 | 448552 | 635637
2034-01-01 | 21830.8 | 0 | 93.2653 | 44630 | 16039.2 | 77211.8 | 27279.2 | 448552 | 635637
2034-02-01 | 19718.2 | 0 | 97.1429 | 40311 | 14487 | 69739.7 | 24639.3 | 405144 | 574136
2034-03-01 | 21830.8 | 0 | 93.2653 | 14875 | 16039.2 | 77211.8 | 27279.2 | 448552 | 605882
2034-04-01 | 21126.6 | 0 | 61.2245 | 223.18 | 15521.8 | 74721.1 | 26399.2 | 434083 | 572136
2034-05-01 | 21830.8 | 0 | 93.2653 | 74.166 | 16039.2 | 77211.8 | 27279.2 | 448552 | 591081
2034-06-01 | 21126.6 | 0 | 61.2245 | 43190 | 15521.8 | 74721.1 | 26399.2 | 434083 | 615103
2034-07-01 | 21830.8 | 0 | 93.2653 | 32084 | 16039.2 | 77211.8 | 27279.2 | 448552 | 623091
2034-08-01 | 21830.8 | 0 | 93.2653 | 47.733 | 16039.2 | 77211.8 | 27279.2 | 448552 | 591054
2034-09-01 | 21334.1 | 0 | 55.6122 | 43819 | 15739.1 | 75767.2 | 26783.3 | 440402 | 623900
2034-10-01 | 22045.2 | 0 | 94.1327 | 31.704 | 16263.7 | 78292.8 | 27676.1 | 455082 | 599485
2034-11-01 | 21334.1 | 0 | 55.6122 | 43819 | 15739.1 | 75767.2 | 26783.3 | 440402 | 623900
2034-12-01 | 22045.2 | 0 | 94.1327 | 247.89 | 16263.7 | 78292.8 | 27676.1 | 455082 | 599701
2035-01-01 | 22045.2 | 0 | 94.1327 | 45280 | 16263.7 | 78292.8 | 27676.1 | 455082 | 644734
2035-02-01 | 19911.8 | 0 | 78.5714 | 40898 | 14689.8 | 70716.1 | 24997.7 | 411041 | 582333
2035-03-01 | 22045.2 | 0 | 94.1327 | 45280.4 | 16263.7 | 78292.8 | 27676.1 | 455082 | 644734
2035-04-01 | 21334.1 | 0 | 55.6122 | 43819 | 15739.1 | 75767.2 | 26783.3 | 440402 | 623900
2035-05-01 | 22045.2 | 0 | 94.1327 | 124.84 | 16263.7 | 78292.8 | 27676.1 | 455082 | 599578
2035-06-01 | 21334.1 | 0 | 55.6122 | 137 | 15739.1 | 75767.2 | 26783.3 | 440402 | 580218
2035-07-01 | 22045.2 | 0 | 94.1327 | 80.674 | 16263.7 | 78292.8 | 27676.1 | 455082 | 599534
2035-08-01 | 22045.2 | 0 | 94.1327 | 39.654 | 16263.7 | 78292.8 | 27676.1 | 455082 | 599493
2035-09-01 | 21551.5 | 0 | 75.5102 | 44496 | 15959.4 | 76827.9 | 27197.2 | 447208 | 633316
2035-10-01 | 22269.9 | 0 | 44.6939 | 45980 | 16491.4 | 79388.9 | 28103.8 | 462115 | 654394
2035-11-01 | 21551.5 | 0 | 75.5102 | 44496 | 15959.4 | 76827.9 | 27197.2 | 447208 | 633316
2035-12-01 | 22269.9 | 0 | 44.6939 | 45980.1 | 16491.4 | 79388.9 | 28103.8 | 462115 | 654394
2036-01-01 | 22269.9 | 0 | 44.6939 | 45980.1 | 16491.4 | 79388.9 | 28103.8 | 462115 | 654394
2036-02-01 | 20114.7 | 0 | 37.1429 | 41530.5 | 14895.5 | 71706.1 | 25384.1 | 417394 | 591062
2036-03-01 | 22269.9 | 0 | 44.6939 | 45980.1 | 16491.4 | 79388.9 | 28103.8 | 462115 | 654394
2036-04-01 | 21551.5 | 0 | 75.5102 | 44496 | 15959.4 | 76827.9 | 27197.2 | 447208 | 633316
2036-05-01 | 22269.9 | 0 | 44.6939 | 45980 | 16491.4 | 79388.9 | 28103.8 | 462115 | 654394
2036-06-01 | 21551.5 | 0 | 75.5102 | 44496 | 15959.4 | 76827.9 | 27197.2 | 447208 | 633316
2036-07-01 | 22269.9 | 0 | 44.6939 | 45980 | 16491.4 | 79388.9 | 28103.8 | 462115 | 654394
2036-08-01 | 22269.9 | 0 | 44.6939 | 45980 | 16491.4 | 79388.9 | 28103.8 | 462115 | 654394
2036-09-01 | 21768.9 | 0 | 95.4082 | 45174 | 16182.9 | 77903.5 | 27611.1 | 454015 | 642751
2036-10-01 | 22494.5 | 0 | 95.2551 | 10417 | 16722.3 | 80500.3 | 28531.5 | 469149 | 627910
2036-11-01 | 21768.9 | 0 | 95.4082 | 45174.1 | 16182.9 | 77903.5 | 27611.1 | 454015 | 642751
2036-12-01 | 22494.5 | 0 | 95.2551 | 46679 | 16722.3 | 80500.3 | 28531.5 | 469149 | 664172
2037-01-01 | 22494.5 | 0 | 95.2551 | 46679 | 16722.3 | 80500.3 | 28531.5 | 469149 | 664172
2037-02-01 | 20317.6 | 0 | 95.7143 | 42162.5 | 15104 | 72710 | 25770.4 | 423747 | 599908
2037-03-01 | 22494.5 | 0 | 95.2551 | 46679.9 | 16722.3 | 80500.3 | 28531.5 | 469149 | 664173
2037-04-01 | 21768.9 | 0 | 95.4082 | 45174.1 | 16182.9 | 77903.5 | 27611.1 | 454015 | 642751
2037-05-01 | 22494.5 | 0 | 95.2551 | 46679 | 16722.3 | 80500.3 | 28531.5 | 469149 | 664172
2037-06-01 | 21768.9 | 0 | 95.4082 | 45174 | 16182.9 | 77903.5 | 27611.1 | 454015 | 642751
2037-07-01 | 22494.5 | 0 | 95.2551 | 46679 | 16722.3 | 80500.3 | 28531.5 | 469149 | 664172
2037-08-01 | 22494.5 | 0 | 95.2551 | 46679 | 16722.3 | 80500.3 | 28531.5 | 469149 | 664172
2037-09-01 | 21986.3 | 0 | 15.3061 | 45851 | 16409.4 | 78994.2 | 28025.1 | 460822 | 652103
2037-10-01 | 22719.2 | 0 | 45.8163 | 47379 | 16956.4 | 81627.3 | 28959.2 | 476183 | 673870
2037-11-01 | 21986.3 | 0 | 15.3061 | 45851 | 16409.4 | 78994.2 | 28025.1 | 460822 | 652103
2037-12-01 | 22719.2 | 0 | 45.8163 | 47379.6 | 16956.4 | 81627.3 | 28959.2 | 476183 | 673870
2038-01-01 | 22719.2 | 0 | 45.8163 | 47379.6 | 16956.4 | 81627.3 | 28959.2 | 476183 | 673870
2038-02-01 | 20520.5 | 0 | 54.2857 | 42794 | 15315.5 | 73727.9 | 26156.7 | 430101 | 608669
2038-03-01 | 22719.2 | 0 | 45.8163 | 47379.6 | 16956.4 | 81627.3 | 28959.2 | 476183 | 673870
2038-04-01 | 21986.3 | 0 | 15.3061 | 45851 | 16409.4 | 78994.2 | 28025.1 | 460822 | 652103
2038-05-01 | 22719.2 | 0 | 45.8163 | 47379 | 16956.4 | 81627.3 | 28959.2 | 476183 | 673870
2038-06-01 | 21986.3 | 0 | 15.3061 | 45851 | 16409.4 | 78994.2 | 28025.1 | 460822 | 652103
2038-07-01 | 22719.2 | 0 | 45.8163 | 47379 | 16956.4 | 81627.3 | 28959.2 | 476183 | 673870
2038-08-01 | 22719.2 | 0 | 45.8163 | 47379 | 16956.4 | 81627.3 | 28959.2 | 476183 | 673870
2038-09-01 | 22203.7 | 0 | 35.2041 | 46528 | 16639.2 | 80100.1 | 28439 | 467629 | 661574
2038-10-01 | 22943.8 | 0 | 96.3776 | 48079 | 17193.8 | 82770.1 | 29386.9 | 483216 | 683686
2038-11-01 | 22203.7 | 0 | 35.2041 | 46528 | 16639.2 | 80100.1 | 28439 | 467629 | 661574
2038-12-01 | 22943.8 | 0 | 96.3776 | 48079 | 17193.8 | 82770.1 | 29386.9 | 483216 | 683686
2039-01-01 | 22943.8 | 0 | 96.3776 | 48079 | 17193.8 | 82770.1 | 29386.9 | 483216 | 683686
2039-02-01 | 20723.5 | 0 | 12.8571 | 43426.5 | 15529.9 | 74760.1 | 26543 | 436454 | 617449
2039-03-01 | 22943.8 | 0 | 96.3776 | 48079.4 | 17193.8 | 82770.1 | 29386.9 | 483216 | 683687
2039-04-01 | 22203.7 | 0 | 35.2041 | 46528.4 | 16639.2 | 80100.1 | 28439 | 467629 | 661574
2039-05-01 | 22943.8 | 0 | 96.3776 | 48079 | 17193.8 | 82770.1 | 29386.9 | 483216 | 683686
2039-06-01 | 22203.7 | 0 | 35.2041 | 46528 | 16639.2 | 80100.1 | 28439 | 467629 | 661574
2039-07-01 | 22943.8 | 0 | 96.3776 | 48079 | 17193.8 | 82770.1 | 29386.9 | 483216 | 683686
2039-08-01 | 22943.8 | 0 | 96.3776 | 48079 | 17193.8 | 82770.1 | 29386.9 | 483216 | 683686
2039-09-01 | 22421.1 | 0 | 55.102 | 47205.6 | 16872.1 | 81221.5 | 28852.9 | 474436 | 671064
2039-10-01 | 23168.5 | 0 | 46.9388 | 48779 | 17434.5 | 83928.9 | 29814.7 | 490250 | 693423
2039-11-01 | 22421.1 | 0 | 55.102 | 47205 | 16872.1 | 81221.5 | 28852.9 | 474436 | 671063
2039-12-01 | 23168.5 | 0 | 46.9388 | 48779.1 | 17434.5 | 83928.9 | 29814.7 | 490250 | 693423
2040-01-01 | 23168.5 | 0 | 46.9388 | 48779.1 | 17434.5 | 83928.9 | 29814.7 | 490250 | 693423
2040-02-01 | 20926.4 | 0 | 71.4286 | 44058.5 | 15747.3 | 75806.7 | 26929.4 | 442807 | 626346
2040-03-01 | 23168.5 | 0 | 46.9388 | 48779.1 | 17434.5 | 83928.9 | 29814.7 | 490250 | 693423
2040-04-01 | 22421.1 | 0 | 55.102 | 47205 | 16872.1 | 81221.5 | 28852.9 | 474436 | 671063
2040-05-01 | 23168.5 | 0 | 46.9388 | 48779 | 17434.5 | 83928.9 | 29814.7 | 490250 | 693423
2040-06-01 | 22421.1 | 0 | 55.102 | 43470 | 16872.1 | 81221.5 | 28852.9 | 474436 | 667328
2040-07-01 | 23168.5 | 0 | 46.9388 | 141.38 | 17434.5 | 83928.9 | 29814.7 | 490250 | 644785
2040-08-01 | 23168.5 | 0 | 46.9388 | 89.532 | 17434.5 | 83928.9 | 29814.7 | 490250 | 644733
2040-09-01 | 22603.4 | 0 | 81.1224 | 22158 | 17108.3 | 82358.6 | 29147.4 | 479276 | 652733
2040-10-01 | 23356.9 | 0 | 43.8265 | 131.68 | 17678.6 | 85103.9 | 30119 | 495252 | 651686
2040-11-01 | 22603.4 | 0 | 81.1224 | 59.493 | 17108.3 | 82358.6 | 29147.4 | 479276 | 630634
2040-12-01 | 23356.9 | 0 | 43.8265 | 18.51 | 17678.6 | 85103.9 | 30119 | 495252 | 651573
2041-01-01 | 23356.9 | 0 | 43.8265 | 13263 | 17678.6 | 85103.9 | 30119 | 495252 | 664817
2041-02-01 | 21096.5 | 0 | 55.7143 | 1158.2 | 15967.8 | 76868 | 27204.3 | 447324 | 589675
2041-03-01 | 23356.9 | 0 | 43.8265 | 10135 | 17678.6 | 85103.9 | 30119 | 495252 | 661689
2041-04-01 | 22603.4 | 0 | 81.1224 | 242.34 | 17108.3 | 82358.6 | 29147.4 | 479276 | 630817
2041-05-01 | 23356.9 | 0 | 43.8265 | 36.468 | 17678.6 | 85103.9 | 30119 | 495252 | 651591
2041-06-01 | 22603.4 | 0 | 81.1224 | 242.86 | 8162.38 | 39299 | 13906.2 | 224637 | 308932
2041-07-01 | 23356.9 | 0 | 43.8265 | 125.12 | 3461.47 | 16668 | 5897.31 | 95930.3 | 145483
2041-08-01 | 23356.9 | 0 | 43.8265 | 58.441 | 1755.48 | 8458.3 | 2990.82 | 47742.3 | 84406
2041-09-01 | 22785.8 | 0 | 7.1429 | 18291 | 2997.7 | 14434 | 5087.58 | 82493.4 | 146097
2041-10-01 | 23545.3 | 0 | 40.7143 | 49774 | 17926.1 | 86295.4 | 30423.4 | 500254 | 708258
2041-11-01 | 22785.8 | 0 | 7.1429 | 48168 | 17347.8 | 83511.6 | 29442 | 484116 | 685379
2041-12-01 | 23545.3 | 0 | 40.7143 | 49774 | 17926.1 | 86295.4 | 30423.4 | 500254 | 708258
2042-01-01 | 23545.3 | 0 | 40.7143 | 49774 | 17926.1 | 86295.4 | 30423.4 | 500254 | 708258
2042-02-01 | 21266.7 | 0 | 40 | 44957.7 | 16191.3 | 77944.2 | 27479.2 | 451842 | 639721
2042-03-01 | 23545.3 | 0 | 40.7143 | 49774.5 | 14846.4 | 71490 | 25196.7 | 412809 | 597703
2042-04-01 | 22785.8 | 0 | 7.1429 | 48168 | 4937.19 | 23774 | 8379.19 | 137005 | 245056
2042-05-01 | 23545.3 | 0 | 40.7143 | 49774 | 3192.64 | 15376 | 5418.41 | 88344.8 | 185692
2042-06-01 | 22785.8 | 0 | 7.1429 | 48168.9 | 1575.18 | 7589.9 | 2673.33 | 42118.1 | 124918
2042-07-01 | 23545.3 | 0 | 40.7143 | 49774 | 1871.48 | 9015.3 | 3176.2 | 51526.1 | 138949
2042-08-01 | 23545.3 | 0 | 40.7143 | 49774 | 1462.77 | 7047.5 | 2482.55 | 39219.9 | 123573
2042-09-01 | 22968.1 | 0 | 33.1633 | 48650 | 2508.43 | 12078 | 4240.43 | 68502.8 | 158981
2042-10-01 | 23733.7 | 0 | 37.602 | 50272 | 2539.33 | 12228 | 4292.67 | 70382.1 | 163485
2042-11-01 | 22968.1 | 0 | 33.1633 | 154.17 | 2636.85 | 12701 | 4457.51 | 72610.1 | 115561
2042-12-01 | 23733.7 | 0 | 37.602 | 185.73 | 3328.22 | 16022 | 5626.25 | 91653.3 | 140587
2043-01-01 | 23733.7 | 0 | 37.602 | 534.38 | 2819.26 | 13577 | 4765.88 | 77708.3 | 123176
2043-02-01 | 21436.9 | 0 | 24.2857 | 15600 | 4897.48 | 23583 | 8279.05 | 134307 | 208127
2043-03-01 | 23733.7 | 0 | 37.602 | 50272.3 | 18177.1 | 87503.5 | 30727.8 | 505255 | 715707
2043-04-01 | 22968.1 | 0 | 33.1633 | 48650.6 | 17590.7 | 84680.8 | 29736.6 | 488957 | 692617
2043-05-01 | 23733.7 | 0 | 37.602 | 50272 | 18177.1 | 87503.5 | 30727.8 | 505255 | 715707
2043-06-01 | 22968.1 | 0 | 33.1633 | 48650.6 | 17590.7 | 84680.8 | 29736.6 | 488957 | 692617
2043-07-01 | 23733.7 | 0 | 37.602 | 50272.3 | 9884.68 | 47592 | 16709.8 | 271979 | 420209
2043-08-01 | 23733.7 | 0 | 37.602 | 50272 | 1426.9 | 6871.6 | 2412.13 | 39460.4 | 124214
2043-09-01 | 23150.5 | 0 | 59.1837 | 49132 | 2657.71 | 12794 | 4474.63 | 72835.1 | 165103
2043-10-01 | 23922.1 | 0 | 34.4898 | 50769 | 2066.17 | 9950.1 | 3478.7 | 56740.6 | 146961
2043-11-01 | 23150.5 | 0 | 59.1837 | 49132 | 17837 | 85866.3 | 30031.1 | 493797 | 699873
2043-12-01 | 23922.1 | 0 | 34.4898 | 50770 | 18431.5 | 88728.5 | 31032.1 | 510257 | 723176
2044-01-01 | 23922.1 | 0 | 34.4898 | 50770 | 18431.5 | 88728.5 | 31032.1 | 510257 | 723176
2044-02-01 | 21607.1 | 0 | 8.5714 | 45856.8 | 16647.8 | 80141.9 | 28029 | 460877 | 653168
2044-03-01 | 23922.1 | 0 | 34.4898 | 50770 | 18431.5 | 88728.5 | 31032.1 | 510257 | 723176
2044-04-01 | 23150.5 | 0 | 59.1837 | 49132 | 17837 | 85866.3 | 30031.1 | 493797 | 699873
2044-05-01 | 23922.1 | 0 | 34.4898 | 50769 | 18431.5 | 88728.5 | 31032.1 | 510257 | 723175
2044-06-01 | 23150.5 | 0 | 59.1837 | 49132 | 17837 | 85866.3 | 30031.1 | 493797 | 699873
2044-07-01 | 23922.1 | 0 | 34.4898 | 50769 | 18431.5 | 88728.5 | 31032.1 | 510257 | 723175
2044-08-01 | 23922.1 | 0 | 34.4898 | 50769 | 18431.5 | 88728.5 | 31032.1 | 510257 | 723175
2044-09-01 | 23332.8 | 0 | 85.2041 | 49613 | 18086.7 | 87068.5 | 30325.7 | 498637 | 707149
2044-10-01 | 24110.6 | 0 | 31.3776 | 51267 | 18689.6 | 89970.7 | 31336.5 | 515259 | 730664
2044-11-01 | 23332.8 | 0 | 85.2041 | 49613 | 18086.7 | 87068.5 | 30325.7 | 498637 | 707149
2044-12-01 | 24110.6 | 0 | 31.3776 | 51267.7 | 18689.6 | 89970.7 | 31336.5 | 515259 | 730665
2045-01-01 | 24110.6 | 0 | 31.3776 | 51267.7 | 18689.6 | 89970.7 | 31336.5 | 515259 | 730665
2045-02-01 | 21777.3 | 0 | 92.8571 | 46306 | 16880.9 | 81263.9 | 28303.9 | 465395 | 660020
2045-03-01 | 24110.6 | 0 | 31.3776 | 51267.7 | 18689.6 | 89970.7 | 31336.5 | 515259 | 730665
2045-04-01 | 23332.8 | 0 | 85.2041 | 49613.9 | 18086.7 | 87068.5 | 30325.7 | 498637 | 707150
2045-05-01 | 24110.6 | 0 | 31.3776 | 51267 | 18689.6 | 89970.7 | 31336.5 | 515259 | 730664
2045-06-01 | 23332.8 | 0 | 85.2041 | 49613.9 | 18086.7 | 87068.5 | 30325.7 | 498637 | 707150
2045-07-01 | 24110.6 | 0 | 31.3776 | 51267.7 | 18689.6 | 89970.7 | 31336.5 | 515259 | 730665
2045-08-01 | 24110.6 | 0 | 31.3776 | 51267 | 18689.6 | 89970.7 | 31336.5 | 515259 | 730664
2045-09-01 | 23522.1 | 0 | 99.4898 | 50120 | 18339.9 | 88287.4 | 30635.1 | 503725 | 714729
2045-10-01 | 24306.2 | 0 | 12.8061 | 51790 | 18951.2 | 91230.3 | 31656.3 | 520515 | 738462
2045-11-01 | 23522.1 | 0 | 99.4898 | 50120 | 18339.9 | 88287.4 | 30635.1 | 503725 | 714729
2045-12-01 | 24306.2 | 0 | 12.8061 | 51790.9 | 18951.2 | 91230.3 | 31656.3 | 520515 | 738463
2046-01-01 | 24306.2 | 0 | 12.8061 | 51790.9 | 18951.2 | 91230.3 | 31656.3 | 520515 | 738463
2046-02-01 | 21954 | 0 | 72.8571 | 46778.9 | 17117.2 | 82401.6 | 28592.8 | 470143 | 667060
2046-03-01 | 24306.2 | 0 | 12.8061 | 51790 | 18951.2 | 91230.3 | 31656.3 | 520515 | 738462
2046-04-01 | 23522.1 | 0 | 99.4898 | 50120.2 | 18339.9 | 88287.4 | 30635.1 | 503725 | 714729
2046-05-01 | 24306.2 | 0 | 12.8061 | 51790 | 18951.2 | 91230.3 | 31656.3 | 520515 | 738462
2046-06-01 | 23522.1 | 0 | 99.4898 | 50120.2 | 18339.9 | 88287.4 | 30635.1 | 503725 | 714729
2046-07-01 | 24306.2 | 0 | 12.8061 | 51790.9 | 18951.2 | 91230.3 | 31656.3 | 520515 | 738463
2046-08-01 | 24306.2 | 0 | 12.8061 | 51790 | 18951.2 | 91230.3 | 31656.3 | 520515 | 738462
2046-09-01 | 23711.5 | 0 | 13.7755 | 50626 | 18596.7 | 89523.4 | 30944.6 | 508812 | 722228
2046-10-01 | 24501.9 | 0 | 94.2347 | 314.71 | 19216.5 | 92507.6 | 31976.1 | 525772 | 694383
2046-11-01 | 23711.5 | 0 | 13.7755 | 94.098 | 18596.7 | 89523.4 | 30944.6 | 508812 | 671696
2046-12-01 | 24501.9 | 0 | 94.2347 | 52314 | 19216.5 | 92507.6 | 31976.1 | 525772 | 746383
2047-01-01 | 24501.9 | 0 | 94.2347 | 52314 | 19216.5 | 92507.6 | 31976.1 | 525772 | 746383
2047-02-01 | 22130.7 | 0 | 52.8571 | 47251.4 | 17356.9 | 83555.2 | 28881.6 | 474891 | 674120
2047-03-01 | 24501.9 | 0 | 94.2347 | 52314 | 19216.5 | 92507.6 | 31976.1 | 525772 | 746383
2047-04-01 | 23711.5 | 0 | 13.7755 | 50626.5 | 18596.7 | 89523.4 | 30944.6 | 508812 | 722228
2047-05-01 | 24501.9 | 0 | 94.2347 | 52314 | 19216.5 | 92507.6 | 31976.1 | 525772 | 746383
2047-06-01 | 23711.5 | 0 | 13.7755 | 50626.5 | 18596.7 | 89523.4 | 30944.6 | 508812 | 722228
2047-07-01 | 24501.9 | 0 | 94.2347 | 52314 | 19216.5 | 92507.6 | 31976.1 | 525772 | 746383
2047-08-01 | 24501.9 | 0 | 94.2347 | 52314 | 19216.5 | 92507.6 | 31976.1 | 525772 | 746383
2047-09-01 | 23900.8 | 0 | 28.0612 | 51132 | 18857 | 90776.8 | 31254.1 | 513899 | 729848
2047-10-01 | 24697.5 | 0 | 75.6633 | 52837 | 19485.6 | 93802.7 | 32295.9 | 531029 | 754223
2047-11-01 | 23900.8 | 0 | 28.0612 | 51132 | 18857 | 90776.8 | 31254.1 | 513899 | 729848
2047-12-01 | 24697.5 | 0 | 75.6633 | 52837 | 19485.6 | 93802.7 | 32295.9 | 531029 | 754223
2048-01-01 | 24697.5 | 0 | 75.6633 | 52837 | 19485.6 | 93802.7 | 32295.9 | 531029 | 754223
2048-02-01 | 22307.5 | 0 | 32.8571 | 47723 | 17599.9 | 84725 | 29170.5 | 479639 | 681198
2048-03-01 | 24697.5 | 0 | 75.6633 | 50527 | 19485.6 | 93802.7 | 32295.9 | 531029 | 751913
2048-04-01 | 23900.8 | 0 | 28.0612 | 7555 | 18857 | 90776.8 | 31254.1 | 513899 | 686271
2048-05-01 | 24697.5 | 0 | 75.6633 | 73.348 | 19485.6 | 93802.7 | 32295.9 | 531029 | 701460
2048-06-01 | 23900.8 | 0 | 28.0612 | 124.01 | 18857 | 90776.8 | 31254.1 | 513899 | 678840
2048-07-01 | 24697.5 | 0 | 75.6633 | 210.55 | 19485.6 | 93802.7 | 32295.9 | 531029 | 701597
2048-08-01 | 24697.5 | 0 | 75.6633 | 70.423 | 18226.8 | 87759 | 30209.6 | 494229 | 655268
2048-09-01 | 24090.2 | 0 | 19542.3 | 51639 | 10868.4 | 52210 | 17940.7 | 294369 | 470660
2048-10-01 | 24893.2 | 0 | 20157.1 | 189.87 | 6091.51 | 29329 | 10055.4 | 164479 | 255195
2048-11-01 | 24090.2 | 0 | 19542.3 | 348.77 | 3805.08 | 18321 | 6281.15 | 102500 | 174888
2048-12-01 | 24893.2 | 0 | 20157.1 | 53360 | 19758.4 | 95115.9 | 32615.7 | 536286 | 782186
2049-01-01 | 24893.2 | 0 | 20157.1 | 53360 | 19758.4 | 95115.9 | 32615.7 | 536286 | 782186
2049-02-01 | 22484.2 | 0 | 18212.9 | 48196.4 | 17846.3 | 85911.1 | 29459.3 | 484387 | 706497
2049-03-01 | 24893.2 | 4140.26 | 16016.8 | 53360.3 | 19758.4 | 95115.9 | 32615.7 | 536286 | 782186
2049-04-01 | 24090.2 | 0 | 19542.3 | 45.352 | 19121 | 92047.6 | 31563.6 | 518986 | 705396
2049-05-01 | 24893.2 | 0 | 20157.1 | 240.14 | 19758.4 | 95115.9 | 32615.7 | 536286 | 729066
2049-06-01 | 24090.2 | 0 | 19542.3 | 113.34 | 19121 | 92047.1 | 31563.6 | 518986 | 705464
2049-07-01 | 24893.2 | 0 | 20157.1 | 271.12 | 2900.53 | 13963 | 4787.98 | 78297.7 | 145271
2049-08-01 | 24893.2 | 0 | 20157.1 | 43.457 | 2054.87 | 9892 | 3392.03 | 54969.3 | 115402
2049-09-01 | 24279.5 | 0 | 78556.6 | 52145 | 5880.59 | 28314 | 9667.09 | 157956 | 356799
2049-10-01 | 25088.9 | 0 | 81138.5 | 71.09 | 3335.83 | 16069 | 5483.75 | 88867.1 | 220054
2049-11-01 | 24279.5 | 0 | 78556.6 | 46.503 | 9194.12 | 44260 | 15114.2 | 246943 | 418394
2049-12-01 | 25088.9 | 0 | 81138.5 | 53883 | 20035 | 96447.5 | 32935.5 | 541543 | 851071
2050-01-01 | 25088.9 | 1487.14 | 79651.4 | 53883.5 | 20035 | 96447.5 | 32935.5 | 541543 | 851071
2050-02-01 | 22660.9 | 2513.34 | 70779.5 | 48669 | 18096.1 | 87113.9 | 29748.2 | 489135 | 768716
2050-03-01 | 25088.9 | 0 | 81138.5 | 53883.5 | 20035 | 96447.5 | 32935.5 | 541543 | 851071
2050-04-01 | 24279.5 | 0 | 78556.6 | 52145.3 | 19388.7 | 93336.3 | 31873 | 524074 | 823653
2050-05-01 | 25088.9 | 0 | 81138.5 | 53883 | 20035 | 96447.5 | 32935.5 | 541543 | 851071
2050-06-01 | 24279.5 | 0 | 78556.6 | 52145.3 | 19388.7 | 93336.3 | 31873 | 524074 | 823653
2050-07-01 | 25088.9 | 0 | 81138.5 | 53883.5 | 20035 | 96447.5 | 32935.5 | 541543 | 851071
2050-08-01 | 25088.9 | 0 | 81138.5 | 119.31 | 20035 | 96447.5 | 32935.5 | 541543 | 797307
2050-09-01 | 24279.5 | 0 | 78556.6 | 52145 | 19660.1 | 94643 | 31873 | 524074 | 825231
2050-10-01 | 25088.9 | 0 | 81138.5 | 53.829 | 20315.5 | 97797.8 | 32935.5 | 541543 | 798873
2050-11-01 | 24279.5 | 0 | 78556.6 | 52145 | 19660.1 | 94643 | 31873 | 524074 | 825231
2050-12-01 | 25088.9 | 0 | 81138.5 | 53883 | 20315.5 | 97797.8 | 32935.5 | 541543 | 852702
2051-01-01 | 25088.9 | 0 | 81138.5 | 53883 | 20315.5 | 97797.8 | 32935.5 | 541543 | 852702
2051-02-01 | 22660.9 | 0 | 73292.9 | 48668 | 18349.5 | 88333.5 | 29748.2 | 489135 | 770188
2051-03-01 | 25088.9 | 0 | 81138.5 | 53883.5 | 20315.5 | 97797.8 | 32935.5 | 541543 | 852702
2051-04-01 | 24279.5 | 0 | 78556.6 | 52145.3 | 19660.1 | 94643 | 31873 | 524074 | 825231
2051-05-01 | 25088.9 | 0 | 81138.5 | 53883.5 | 20315.5 | 97797.8 | 32935.5 | 541543 | 852702
2051-06-01 | 24279.5 | 0 | 78556.6 | 52145.3 | 19660.1 | 94643 | 31873 | 524074 | 825231
2051-07-01 | 25088.9 | 0 | 81138.5 | 53883.5 | 20315.5 | 97797.8 | 32935.5 | 541543 | 852702
2051-08-01 | 25088.9 | 0 | 81138.5 | 53883.5 | 20315.5 | 97797.8 | 32935.5 | 541543 | 852702
Sum | 8562687 | 187658 | 94351795 | 13150818 | 5985363 | 28813303 | 9994730 | 162962408 | 324008761

## WWTP Inflow
Wastewater Treatment Plant Total Inflow
Scenario: Reference CC, All months (12)
Cubic Meter
| "Agadir WWTP" | "Ait Baha WWTP" | "Ait Iaaza WWTP" | "Aoulouz WWTP" | "Biougra WWTP" | "Drargua WWTP" | "ElGuerdane WWTP" | "Lqliaa WWTP" | "Oulad Berhil WWTP" | "Ouled Teima WWTP" | "Tafraout WWTP" | "Tiznit WWTP" | Sum
2018-09-01 | 2037594 | 15506.5 | 5674.11 | 0 | 60842.1 | 38961 | 0 | 0 | 55975.6 | 233766 | 12315.8 | 190909 | 2651544
2018-10-01 | 2105514 | 16023.4 | 5863.25 | 0 | 62870.2 | 40259.7 | 0 | 0 | 57841.5 | 241558 | 12726.3 | 197273 | 2739929
2018-11-01 | 2037594 | 15506.5 | 5674.11 | 0 | 60842.1 | 38961 | 0 | 0 | 55975.6 | 233766 | 12315.8 | 190909 | 2651544
2018-12-01 | 2105514 | 16023.4 | 5863.25 | 0 | 62870.2 | 40259.7 | 0 | 0 | 57841.5 | 241558 | 12726.3 | 197273 | 2739929
2019-01-01 | 2105514 | 16023.4 | 5863.25 | 0 | 62870.2 | 40259.7 | 0 | 0 | 57841.5 | 241558 | 12726.3 | 197273 | 2739929
2019-02-01 | 1901754 | 14472.7 | 5295.84 | 0 | 56786 | 36363.6 | 0 | 0 | 52243.9 | 218182 | 11494.7 | 178182 | 2474775
2019-03-01 | 2105514 | 16023.4 | 5863.25 | 0 | 62870.2 | 40259.7 | 0 | 0 | 57841.5 | 241558 | 12726.3 | 197273 | 2739929
2019-04-01 | 2037594 | 15506.5 | 5674.11 | 0 | 60842.1 | 38961 | 0 | 0 | 55975.6 | 233766 | 12315.8 | 190909 | 2651544
2019-05-01 | 2105514 | 16023.4 | 5863.25 | 0 | 62870.2 | 40259.7 | 0 | 0 | 57841.5 | 241558 | 12726.3 | 197273 | 2739929
2019-06-01 | 2037594 | 15506.5 | 5674.11 | 0 | 60842.1 | 38961 | 0 | 0 | 55975.6 | 233766 | 12315.8 | 190909 | 2651544
2019-07-01 | 2105514 | 16023.4 | 5863.25 | 0 | 62870.2 | 40259.7 | 0 | 0 | 57841.5 | 241558 | 12726.3 | 197273 | 2739929
2019-08-01 | 2105514 | 16023.4 | 5863.25 | 0 | 62870.2 | 40259.7 | 0 | 0 | 57841.5 | 241558 | 12726.3 | 197273 | 2739929
2019-09-01 | 2037594 | 15506.5 | 5681.93 | 0 | 60842.1 | 38961 | 0 | 0 | 55975.6 | 233766 | 12315.8 | 190909 | 2651552
2019-10-01 | 2105514 | 16023.4 | 5871.33 | 0 | 62870.2 | 40259.7 | 0 | 0 | 57841.5 | 241558 | 12726.3 | 197273 | 2739937
2019-11-01 | 2037594 | 15506.5 | 5681.93 | 0 | 60842.1 | 38961 | 0 | 0 | 55975.6 | 233766 | 12315.8 | 190909 | 2651552
2019-12-01 | 2105514 | 16023.4 | 5871.33 | 0 | 62870.2 | 40259.7 | 0 | 0 | 57841.5 | 241558 | 12726.3 | 197273 | 2739937
2020-01-01 | 2105514 | 16023.4 | 5871.33 | 0 | 62870.2 | 40259.7 | 0 | 0 | 57841.5 | 241558 | 12726.3 | 197273 | 2739937
2020-02-01 | 1901754 | 14472.7 | 5303.14 | 0 | 56786 | 36363.6 | 0 | 0 | 52243.9 | 218182 | 11494.7 | 178182 | 2474782
2020-03-01 | 2105514 | 16023.4 | 5871.33 | 0 | 62870.2 | 40259.7 | 0 | 0 | 57841.5 | 241558 | 12726.3 | 197273 | 2739937
2020-04-01 | 2037594 | 15506.5 | 5681.93 | 0 | 60842.1 | 38961 | 0 | 0 | 55975.6 | 233766 | 12315.8 | 190909 | 2651552
2020-05-01 | 2105514 | 16023.4 | 5871.33 | 0 | 62870.2 | 40259.7 | 0 | 0 | 57841.5 | 241558 | 12726.3 | 197273 | 2739937
2020-06-01 | 2037594 | 15506.5 | 5681.93 | 0 | 60842.1 | 38961 | 0 | 0 | 55975.6 | 233766 | 12315.8 | 190909 | 2651552
2020-07-01 | 2105514 | 16023.4 | 5871.33 | 0 | 62870.2 | 40259.7 | 0 | 0 | 57841.5 | 241558 | 12726.3 | 197273 | 2739937
2020-08-01 | 2105514 | 16023.4 | 5871.33 | 0 | 62870.2 | 40259.7 | 0 | 0 | 57841.5 | 241558 | 12726.3 | 197273 | 2739937
2020-09-01 | 2037594 | 15506.5 | 5712.81 | 0 | 60842.1 | 38961 | 0 | 0 | 55975.6 | 233766 | 12315.8 | 190909 | 2651583
2020-10-01 | 2105514 | 16023.4 | 5903.23 | 0 | 62870.2 | 40259.7 | 0 | 0 | 57841.5 | 241558 | 12726.3 | 197273 | 2739969
2020-11-01 | 2037594 | 15506.5 | 5712.81 | 0 | 60842.1 | 38961 | 0 | 0 | 55975.6 | 233766 | 12315.8 | 190909 | 2651583
2020-12-01 | 2105514 | 16023.4 | 5903.23 | 0 | 62870.2 | 40259.7 | 0 | 0 | 57841.5 | 241558 | 12726.3 | 197273 | 2739969
2021-01-01 | 2105514 | 16023.4 | 5903.23 | 0 | 62870.2 | 40259.7 | 0 | 0 | 57841.5 | 241558 | 12726.3 | 197273 | 2739969
2021-02-01 | 1901754 | 14472.7 | 5331.95 | 0 | 56786 | 36363.6 | 0 | 0 | 52243.9 | 218182 | 11494.7 | 178182 | 2474811
2021-03-01 | 2105514 | 16023.4 | 5903.23 | 0 | 62870.2 | 40259.7 | 0 | 0 | 57841.5 | 241558 | 12726.3 | 197273 | 2739969
2021-04-01 | 2037594 | 15506.5 | 5712.81 | 0 | 60842.1 | 38961 | 0 | 0 | 55975.6 | 233766 | 12315.8 | 190909 | 2651583
2021-05-01 | 2105514 | 16023.4 | 5903.23 | 0 | 62870.2 | 40259.7 | 0 | 0 | 57841.5 | 241558 | 12726.3 | 197273 | 2739969
2021-06-01 | 2037594 | 15506.5 | 5712.81 | 0 | 60842.1 | 38961 | 0 | 0 | 55975.6 | 233766 | 12315.8 | 190909 | 2651583
2021-07-01 | 2105514 | 16023.4 | 5903.23 | 0 | 62870.2 | 40259.7 | 0 | 0 | 57841.5 | 241558 | 12726.3 | 197273 | 2739969
2021-08-01 | 2105514 | 16023.4 | 5903.23 | 0 | 62870.2 | 40259.7 | 0 | 0 | 57841.5 | 241558 | 12726.3 | 197273 | 2739969
2021-09-01 | 2037594 | 15506.5 | 5742.14 | 0 | 60842.1 | 38961 | 0 | 0 | 55975.6 | 233766 | 12315.8 | 190909 | 2651612
2021-10-01 | 2105514 | 16023.4 | 5933.54 | 0 | 62870.2 | 40259.7 | 0 | 0 | 57841.5 | 241558 | 12726.3 | 197273 | 2739999
2021-11-01 | 2037594 | 15506.5 | 5742.14 | 0 | 60842.1 | 38961 | 0 | 0 | 55975.6 | 233766 | 12315.8 | 190909 | 2651612
2021-12-01 | 2105514 | 16023.4 | 5933.54 | 0 | 62870.2 | 40259.7 | 0 | 0 | 57841.5 | 241558 | 12726.3 | 197273 | 2739999
2022-01-01 | 2105514 | 16023.4 | 5933.54 | 0 | 62870.2 | 40259.7 | 0 | 0 | 57841.5 | 241558 | 12726.3 | 197273 | 2739999
2022-02-01 | 1901754 | 14472.7 | 5359.33 | 0 | 56786 | 36363.6 | 0 | 0 | 52243.9 | 218182 | 11494.7 | 178182 | 2474838
2022-03-01 | 2105514 | 16023.4 | 5933.54 | 0 | 62870.2 | 40259.7 | 0 | 0 | 57841.5 | 241558 | 12726.3 | 197273 | 2739999
2022-04-01 | 2037594 | 15506.5 | 5742.14 | 0 | 60842.1 | 38961 | 0 | 0 | 55975.6 | 233766 | 12315.8 | 190909 | 2651612
2022-05-01 | 2105514 | 16023.4 | 5933.54 | 0 | 62870.2 | 40259.7 | 0 | 0 | 57841.5 | 241558 | 12726.3 | 197273 | 2739999
2022-06-01 | 2037594 | 15506.5 | 5742.14 | 0 | 60842.1 | 38961 | 0 | 0 | 55975.6 | 233766 | 12315.8 | 190909 | 2651612
2022-07-01 | 2105514 | 16023.4 | 5933.54 | 0 | 62870.2 | 40259.7 | 0 | 0 | 57841.5 | 241558 | 12726.3 | 197273 | 2739999
2022-08-01 | 2105514 | 16023.4 | 5933.54 | 0 | 62870.2 | 40259.7 | 0 | 0 | 57841.5 | 241558 | 12726.3 | 197273 | 2739999
2022-09-01 | 2037594 | 15506.5 | 5770.04 | 0 | 60842.1 | 38961 | 0 | 0 | 55975.6 | 233766 | 12315.8 | 190909 | 2651640
2022-10-01 | 2105514 | 16023.4 | 5962.38 | 0 | 62870.2 | 40259.7 | 0 | 0 | 57841.5 | 241558 | 12726.3 | 197273 | 2740028
2022-11-01 | 2037594 | 15506.5 | 5770.04 | 0 | 60842.1 | 38961 | 0 | 0 | 55975.6 | 233766 | 12315.8 | 190909 | 2651640
2022-12-01 | 2105514 | 16023.4 | 5962.38 | 0 | 62870.2 | 40259.7 | 0 | 0 | 57841.5 | 241558 | 12726.3 | 197273 | 2740028
2023-01-01 | 2105514 | 16023.4 | 5962.38 | 0 | 62870.2 | 40259.7 | 0 | 0 | 57841.5 | 241558 | 12726.3 | 197273 | 2740028
2023-02-01 | 1901754 | 14472.7 | 5385.37 | 0 | 56786 | 36363.6 | 0 | 0 | 52243.9 | 218182 | 11494.7 | 178182 | 2474864
2023-03-01 | 2105514 | 16023.4 | 5962.38 | 0 | 62870.2 | 40259.7 | 0 | 0 | 57841.5 | 241558 | 12726.3 | 197273 | 2740028
2023-04-01 | 2037594 | 15506.5 | 5770.04 | 0 | 60842.1 | 38961 | 0 | 0 | 55975.6 | 233766 | 12315.8 | 190909 | 2651640
2023-05-01 | 2105514 | 16023.4 | 5962.38 | 0 | 62870.2 | 40259.7 | 0 | 0 | 57841.5 | 241558 | 12726.3 | 197273 | 2740028
2023-06-01 | 2037594 | 15506.5 | 5770.04 | 0 | 60842.1 | 38961 | 0 | 0 | 55975.6 | 233766 | 12315.8 | 190909 | 2651640
2023-07-01 | 2105514 | 16023.4 | 5962.38 | 0 | 62870.2 | 40259.7 | 0 | 0 | 57841.5 | 241558 | 12726.3 | 197273 | 2740028
2023-08-01 | 2105514 | 16023.4 | 5962.38 | 0 | 62870.2 | 40259.7 | 0 | 0 | 57841.5 | 241558 | 12726.3 | 197273 | 2740028
2023-09-01 | 2037594 | 15506.5 | 5796.62 | 0 | 60842.1 | 38961 | 0 | 0 | 55975.6 | 233766 | 12315.8 | 190909 | 2651667
2023-10-01 | 2105514 | 16023.4 | 5989.84 | 0 | 62870.2 | 40259.7 | 0 | 0 | 57841.5 | 241558 | 12726.3 | 197273 | 2740056
2023-11-01 | 2037594 | 15506.5 | 5796.62 | 0 | 60842.1 | 38961 | 0 | 0 | 55975.6 | 233766 | 12315.8 | 190909 | 2651667
2023-12-01 | 2105514 | 16023.4 | 5989.84 | 0 | 62870.2 | 40259.7 | 0 | 0 | 57841.5 | 241558 | 12726.3 | 197273 | 2740056
2024-01-01 | 2105514 | 16023.4 | 5989.84 | 0 | 62870.2 | 40259.7 | 0 | 0 | 57841.5 | 241558 | 12726.3 | 197273 | 2740056
2024-02-01 | 1901754 | 14472.7 | 5410.18 | 0 | 56786 | 36363.6 | 0 | 0 | 52243.9 | 218182 | 11494.7 | 178182 | 2474889
2024-03-01 | 2105514 | 16023.4 | 5989.84 | 0 | 62870.2 | 40259.7 | 0 | 0 | 57841.5 | 241558 | 12726.3 | 197273 | 2740056
2024-04-01 | 2037594 | 15506.5 | 5796.62 | 0 | 60842.1 | 38961 | 0 | 0 | 55975.6 | 233766 | 12315.8 | 190909 | 2651667
2024-05-01 | 2105514 | 16023.4 | 5989.84 | 0 | 62870.2 | 40259.7 | 0 | 0 | 57841.5 | 241558 | 12726.3 | 197273 | 2740056
2024-06-01 | 2037594 | 15506.5 | 5796.62 | 0 | 60842.1 | 38961 | 0 | 0 | 55975.6 | 233766 | 12315.8 | 190909 | 2651667
2024-07-01 | 2105514 | 16023.4 | 5989.84 | 0 | 62870.2 | 40259.7 | 0 | 0 | 57841.5 | 241558 | 12726.3 | 197273 | 2740056
2024-08-01 | 2105514 | 16023.4 | 5989.84 | 0 | 62870.2 | 40259.7 | 0 | 0 | 57841.5 | 241558 | 12726.3 | 197273 | 2740056
2024-09-01 | 2037594 | 19312 | 5821.96 | 26298.7 | 224439 | 168896 | 35506.3 | 271142 | 55975.6 | 316165 | 22517 | 361327 | 3544994
2024-10-01 | 2105514 | 19955.7 | 6016.02 | 27175.3 | 231920 | 174526 | 36689.9 | 280180 | 57841.5 | 326704 | 23267.5 | 373371 | 3663160
2024-11-01 | 2037594 | 19312 | 5821.96 | 26298.7 | 224439 | 168896 | 35506.3 | 271142 | 55975.6 | 316165 | 22517 | 361327 | 3544994
2024-12-01 | 2105514 | 19955.7 | 6016.02 | 27175.3 | 231920 | 174526 | 36689.9 | 280180 | 57841.5 | 326704 | 23267.5 | 373371 | 3663160
2025-01-01 | 2105514 | 19955.7 | 6016.02 | 27175.3 | 231920 | 174526 | 36689.9 | 280180 | 57841.5 | 326704 | 23267.5 | 373371 | 3663160
2025-02-01 | 1901754 | 18024.5 | 5433.83 | 24545.5 | 209476 | 157636 | 33139.2 | 253065 | 52243.9 | 295087 | 21015.8 | 337238 | 3308661
2025-03-01 | 2105514 | 19955.7 | 6016.02 | 27175.3 | 231920 | 174526 | 36689.9 | 280180 | 57841.5 | 326704 | 23267.5 | 373371 | 3663160
2025-04-01 | 2037594 | 19312 | 5821.96 | 26298.7 | 224439 | 168896 | 35506.3 | 271142 | 55975.6 | 316165 | 22517 | 361327 | 3544994
2025-05-01 | 2105514 | 19955.7 | 6016.02 | 27175.3 | 231920 | 174526 | 36689.9 | 280180 | 57841.5 | 326704 | 23267.5 | 373371 | 3663160
2025-06-01 | 2037594 | 19312 | 5821.96 | 26298.7 | 224439 | 168896 | 35506.3 | 271142 | 55975.6 | 316165 | 22517 | 361327 | 3544994
2025-07-01 | 2105514 | 19955.7 | 6016.02 | 27175.3 | 231920 | 174526 | 36689.9 | 280180 | 57841.5 | 326704 | 23267.5 | 373371 | 3663160
2025-08-01 | 2105514 | 19955.7 | 6016.02 | 27175.3 | 231920 | 174526 | 36689.9 | 280180 | 57841.5 | 326704 | 23267.5 | 373371 | 3663160
2025-09-01 | 2037594 | 19509 | 5853.55 | 26298.7 | 232863 | 168896 | 35506.3 | 278268 | 55975.6 | 324475 | 22986.2 | 370823 | 3579048
2025-10-01 | 2105514 | 20159.3 | 6048.67 | 27175.3 | 240626 | 174526 | 36689.9 | 287543 | 57841.5 | 335290 | 23752.4 | 383184 | 3698349
2025-11-01 | 2037594 | 19509 | 5853.55 | 26298.7 | 232863 | 168896 | 35506.3 | 278268 | 55975.6 | 324475 | 22986.2 | 370823 | 3579048
2025-12-01 | 2105514 | 20159.3 | 6048.67 | 27175.3 | 240626 | 174526 | 36689.9 | 287543 | 57841.5 | 335290 | 23752.4 | 383184 | 3698349
2026-01-01 | 2105514 | 20159.3 | 6048.67 | 27175.3 | 240626 | 174526 | 36689.9 | 287543 | 57841.5 | 335290 | 23752.4 | 383184 | 3698349
2026-02-01 | 1901754 | 18208.4 | 5463.31 | 24545.5 | 217339 | 157636 | 33139.2 | 259716 | 52243.9 | 302843 | 21453.7 | 346101 | 3340445
2026-03-01 | 2105514 | 20159.3 | 6048.67 | 27175.3 | 240626 | 174526 | 36689.9 | 287543 | 57841.5 | 335290 | 23752.4 | 383184 | 3698349
2026-04-01 | 2037594 | 19509 | 5853.55 | 26298.7 | 232863 | 168896 | 35506.3 | 278268 | 55975.6 | 324475 | 22986.2 | 370823 | 3579048
2026-05-01 | 2105514 | 20159.3 | 6048.67 | 27175.3 | 240626 | 174526 | 36689.9 | 287543 | 57841.5 | 335290 | 23752.4 | 383184 | 3698349
2026-06-01 | 2037594 | 19509 | 5853.55 | 26298.7 | 232863 | 168896 | 35506.3 | 278268 | 55975.6 | 324475 | 22986.2 | 370823 | 3579048
2026-07-01 | 2105514 | 20159.3 | 6048.67 | 27175.3 | 240626 | 174526 | 36689.9 | 287543 | 57841.5 | 335290 | 23752.4 | 383184 | 3698349
2026-08-01 | 2105514 | 20159.3 | 6048.67 | 27175.3 | 240626 | 174526 | 36689.9 | 287543 | 57841.5 | 335290 | 23752.4 | 383184 | 3698349
2026-09-01 | 2037594 | 19705.9 | 5883.56 | 26298.7 | 241288 | 168896 | 35506.3 | 285394 | 55975.6 | 332784 | 23455.3 | 380319 | 3613100
2026-10-01 | 2105514 | 20362.8 | 6079.68 | 27175.3 | 249331 | 174526 | 36689.9 | 294907 | 57841.5 | 343877 | 24237.2 | 392997 | 3733537
2026-11-01 | 2037594 | 19705.9 | 5883.56 | 26298.7 | 241288 | 168896 | 35506.3 | 285394 | 55975.6 | 332784 | 23455.3 | 380319 | 3613100
2026-12-01 | 2105514 | 20362.8 | 6079.68 | 27175.3 | 249331 | 174526 | 36689.9 | 294907 | 57841.5 | 343877 | 24237.2 | 392997 | 3733537
2027-01-01 | 2105514 | 20362.8 | 6079.68 | 27175.3 | 249331 | 174526 | 36689.9 | 294907 | 57841.5 | 343877 | 24237.2 | 392997 | 3733537
2027-02-01 | 1901754 | 18392.2 | 5491.33 | 24545.5 | 225202 | 157636 | 33139.2 | 266367 | 52243.9 | 310598 | 21891.7 | 354965 | 3372227
2027-03-01 | 2105514 | 20362.8 | 6079.68 | 27175.3 | 249331 | 174526 | 36689.9 | 294907 | 57841.5 | 343877 | 24237.2 | 392997 | 3733537
2027-04-01 | 2037594 | 19705.9 | 5883.56 | 26298.7 | 241288 | 168896 | 35506.3 | 285394 | 55975.6 | 332784 | 23455.3 | 380319 | 3613100
2027-05-01 | 2105514 | 20362.8 | 6079.68 | 27175.3 | 249331 | 174526 | 36689.9 | 294907 | 57841.5 | 343877 | 24237.2 | 392997 | 3733537
2027-06-01 | 2037594 | 19705.9 | 5883.56 | 26298.7 | 241288 | 168896 | 35506.3 | 285394 | 55975.6 | 332784 | 23455.3 | 380319 | 3613100
2027-07-01 | 2105514 | 20362.8 | 6079.68 | 27175.3 | 249331 | 174526 | 36689.9 | 294907 | 57841.5 | 343877 | 24237.2 | 392997 | 3733537
2027-08-01 | 2105514 | 20362.8 | 6079.68 | 27175.3 | 249331 | 174526 | 36689.9 | 294907 | 57841.5 | 343877 | 24237.2 | 392997 | 3733537
2027-09-01 | 2037594 | 19902.9 | 5912.11 | 26298.7 | 249713 | 168896 | 35506.3 | 292520 | 55975.6 | 341093 | 23924.5 | 389815 | 3647151
2027-10-01 | 2105514 | 20566.3 | 6109.18 | 27175.3 | 258036 | 174526 | 36689.9 | 302270 | 57841.5 | 352463 | 24722 | 402809 | 3768723
2027-11-01 | 2037594 | 19902.9 | 5912.11 | 26298.7 | 249713 | 168896 | 35506.3 | 292520 | 55975.6 | 341093 | 23924.5 | 389815 | 3647151
2027-12-01 | 2105514 | 20566.3 | 6109.18 | 27175.3 | 258036 | 174526 | 36689.9 | 302270 | 57841.5 | 352463 | 24722 | 402809 | 3768723
2028-01-01 | 2105514 | 20566.3 | 6109.18 | 27175.3 | 258036 | 174526 | 36689.9 | 302270 | 57841.5 | 352463 | 24722 | 402809 | 3768723
2028-02-01 | 1901754 | 18576 | 5517.97 | 24545.5 | 233065 | 157636 | 33139.2 | 273018 | 52243.9 | 318354 | 22329.6 | 363828 | 3404008
2028-03-01 | 2105514 | 20566.3 | 6109.18 | 27175.3 | 258036 | 174526 | 36689.9 | 302270 | 57841.5 | 352463 | 24722 | 402809 | 3768723
2028-04-01 | 2037594 | 19902.9 | 5912.11 | 26298.7 | 249713 | 168896 | 35506.3 | 292520 | 55975.6 | 341093 | 23924.5 | 389815 | 3647151
2028-05-01 | 2105514 | 20566.3 | 6109.18 | 27175.3 | 258036 | 174526 | 36689.9 | 302270 | 57841.5 | 352463 | 24722 | 402809 | 3768723
2028-06-01 | 2037594 | 19902.9 | 5912.11 | 26298.7 | 249713 | 168896 | 35506.3 | 292520 | 55975.6 | 341093 | 23924.5 | 389815 | 3647151
2028-07-01 | 2105514 | 20566.3 | 6109.18 | 27175.3 | 258036 | 174526 | 36689.9 | 302270 | 57841.5 | 352463 | 24722 | 402809 | 3768723
2028-08-01 | 2105514 | 20566.3 | 6109.18 | 27175.3 | 258036 | 174526 | 36689.9 | 302270 | 57841.5 | 352463 | 24722 | 402809 | 3768723
2028-09-01 | 2037594 | 20099.8 | 5939.31 | 26298.7 | 258137 | 168896 | 35506.3 | 299646 | 55975.6 | 349403 | 24393.7 | 399312 | 3681201
2028-10-01 | 2105514 | 20769.8 | 6137.28 | 27175.3 | 266742 | 174526 | 36689.9 | 309634 | 57841.5 | 361049 | 25206.8 | 412622 | 3803908
2028-11-01 | 2037594 | 20099.8 | 5939.31 | 26298.7 | 258137 | 168896 | 35506.3 | 299646 | 55975.6 | 349403 | 24393.7 | 399312 | 3681201
2028-12-01 | 2105514 | 20769.8 | 6137.28 | 27175.3 | 266742 | 174526 | 36689.9 | 309634 | 57841.5 | 361049 | 25206.8 | 412622 | 3803908
2029-01-01 | 2105514 | 20769.8 | 6137.28 | 27175.3 | 266742 | 174526 | 36689.9 | 309634 | 57841.5 | 361049 | 25206.8 | 412622 | 3803908
2029-02-01 | 1901754 | 18759.8 | 5543.35 | 24545.5 | 240928 | 157636 | 33139.2 | 279669 | 52243.9 | 326109 | 22767.5 | 372691 | 3435787
2029-03-01 | 2105514 | 20769.8 | 6137.28 | 27175.3 | 266742 | 174526 | 36689.9 | 309634 | 57841.5 | 361049 | 25206.8 | 412622 | 3803908
2029-04-01 | 2037594 | 20099.8 | 5939.31 | 26298.7 | 258137 | 168896 | 35506.3 | 299646 | 55975.6 | 349403 | 24393.7 | 399312 | 3681201
2029-05-01 | 2105514 | 20769.8 | 6137.28 | 27175.3 | 266742 | 174526 | 36689.9 | 309634 | 57841.5 | 361049 | 25206.8 | 412622 | 3803908
2029-06-01 | 2037594 | 20099.8 | 5939.31 | 26298.7 | 258137 | 168896 | 35506.3 | 299646 | 55975.6 | 349403 | 24393.7 | 399312 | 3681201
2029-07-01 | 2105514 | 20769.8 | 6137.28 | 27175.3 | 266742 | 174526 | 36689.9 | 309634 | 57841.5 | 361049 | 25206.8 | 412622 | 3803908
2029-08-01 | 2105514 | 20769.8 | 6137.28 | 27175.3 | 266742 | 174526 | 36689.9 | 309634 | 57841.5 | 361049 | 25206.8 | 412622 | 3803908
2029-09-01 | 2037594 | 20296.8 | 5965.23 | 26298.7 | 260842 | 168896 | 35506.3 | 306772 | 55975.6 | 357712 | 24862.9 | 408808 | 3709529
2029-10-01 | 2105514 | 20973.3 | 6164.08 | 27175.3 | 269537 | 174526 | 36689.9 | 316998 | 57841.5 | 369636 | 25691.7 | 422435 | 3833180
2029-11-01 | 2037594 | 20296.8 | 5965.23 | 26298.7 | 260842 | 168896 | 35506.3 | 306772 | 55975.6 | 357712 | 24862.9 | 408808 | 3709529
2029-12-01 | 2105514 | 20973.3 | 6164.08 | 27175.3 | 269537 | 174526 | 36689.9 | 316998 | 57841.5 | 369636 | 25691.7 | 422435 | 3833180
2030-01-01 | 2105514 | 20973.3 | 6164.08 | 27175.3 | 269537 | 174526 | 36689.9 | 316998 | 57841.5 | 369636 | 25691.7 | 422435 | 3833180
2030-02-01 | 1901754 | 18943.6 | 5567.55 | 24545.5 | 243453 | 157636 | 33139.2 | 286320 | 52243.9 | 333865 | 23205.4 | 381554 | 3462228
2030-03-01 | 2105514 | 20973.3 | 6164.08 | 27175.3 | 269537 | 174526 | 36689.9 | 316998 | 57841.5 | 369636 | 25691.7 | 422435 | 3833180
2030-04-01 | 2037594 | 20296.8 | 5965.23 | 26298.7 | 260842 | 168896 | 35506.3 | 306772 | 55975.6 | 357712 | 24862.9 | 408808 | 3709529
2030-05-01 | 2105514 | 20973.3 | 6164.08 | 27175.3 | 269537 | 174526 | 36689.9 | 316998 | 57841.5 | 369636 | 25691.7 | 422435 | 3833180
2030-06-01 | 2037594 | 20296.8 | 5965.23 | 26298.7 | 260842 | 168896 | 35506.3 | 306772 | 55975.6 | 357712 | 24862.9 | 408808 | 3709529
2030-07-01 | 2105514 | 20973.3 | 6164.08 | 27175.3 | 269537 | 174526 | 36689.9 | 316998 | 57841.5 | 369636 | 25691.7 | 422435 | 3833180
2030-08-01 | 2105514 | 20973.3 | 6164.08 | 27175.3 | 269537 | 174526 | 36689.9 | 316998 | 57841.5 | 369636 | 25691.7 | 422435 | 3833180
2030-09-01 | 2037594 | 20504.2 | 5996.73 | 26298.7 | 260842 | 168896 | 35506.3 | 313158 | 55975.6 | 363241 | 25247 | 415127 | 3728387
2030-10-01 | 2105514 | 21187.7 | 6196.63 | 27175.3 | 269537 | 174526 | 36689.9 | 323596 | 57841.5 | 375350 | 26088.5 | 428964 | 3852666
2030-11-01 | 2037594 | 20504.2 | 5996.73 | 26298.7 | 260842 | 168896 | 35506.3 | 313158 | 55975.6 | 363241 | 25247 | 415127 | 3728387
2030-12-01 | 2105514 | 21187.7 | 6196.63 | 27175.3 | 269537 | 174526 | 36689.9 | 323596 | 57841.5 | 375350 | 26088.5 | 428964 | 3852666
2031-01-01 | 2105514 | 21187.7 | 6196.63 | 27175.3 | 269537 | 174526 | 36689.9 | 323596 | 57841.5 | 375350 | 26088.5 | 428964 | 3852666
2031-02-01 | 1901754 | 19137.3 | 5596.95 | 24545.5 | 243453 | 157636 | 33139.2 | 292281 | 52243.9 | 339025 | 23563.8 | 387452 | 3479828
2031-03-01 | 2105514 | 21187.7 | 6196.63 | 27175.3 | 269537 | 174526 | 36689.9 | 323596 | 57841.5 | 375350 | 26088.5 | 428964 | 3852666
2031-04-01 | 2037594 | 20504.2 | 5996.73 | 26298.7 | 260842 | 168896 | 35506.3 | 313158 | 55975.6 | 363241 | 25247 | 415127 | 3728387
2031-05-01 | 2105514 | 21187.7 | 6196.63 | 27175.3 | 269537 | 174526 | 36689.9 | 323596 | 57841.5 | 375350 | 26088.5 | 428964 | 3852666
2031-06-01 | 2037594 | 20504.2 | 5996.73 | 26298.7 | 260842 | 168896 | 35506.3 | 313158 | 55975.6 | 363241 | 25247 | 415127 | 3728387
2031-07-01 | 2105514 | 21187.7 | 6196.63 | 27175.3 | 269537 | 174526 | 36689.9 | 323596 | 57841.5 | 375350 | 26088.5 | 428964 | 3852666
2031-08-01 | 2105514 | 21187.7 | 6196.63 | 27175.3 | 269537 | 174526 | 36689.9 | 323596 | 57841.5 | 375350 | 26088.5 | 428964 | 3852666
2031-09-01 | 2037594 | 20711.7 | 6027.29 | 26298.7 | 260842 | 168896 | 35506.3 | 319544 | 55975.6 | 368771 | 25631.1 | 421445 | 3747243
2031-10-01 | 2105514 | 21402.1 | 6228.2 | 27175.3 | 269537 | 174526 | 36689.9 | 330195 | 57841.5 | 381063 | 26485.4 | 435494 | 3872151
2031-11-01 | 2037594 | 20711.7 | 6027.29 | 26298.7 | 260842 | 168896 | 35506.3 | 319544 | 55975.6 | 368771 | 25631.1 | 421445 | 3747243
2031-12-01 | 2105514 | 21402.1 | 6228.2 | 27175.3 | 269537 | 174526 | 36689.9 | 330195 | 57841.5 | 381063 | 26485.4 | 435494 | 3872151
2032-01-01 | 2105514 | 21402.1 | 6228.2 | 27175.3 | 269537 | 174526 | 36689.9 | 330195 | 57841.5 | 381063 | 26485.4 | 435494 | 3872151
2032-02-01 | 1901754 | 19330.9 | 5625.47 | 24545.5 | 243453 | 157636 | 33139.2 | 298241 | 52243.9 | 344186 | 23922.3 | 393349 | 3497427
2032-03-01 | 2105514 | 21402.1 | 6228.2 | 27175.3 | 269537 | 174526 | 36689.9 | 330195 | 57841.5 | 381063 | 26485.4 | 435494 | 3872151
2032-04-01 | 2037594 | 20711.7 | 6027.29 | 26298.7 | 260842 | 168896 | 35506.3 | 319544 | 55975.6 | 368771 | 25631.1 | 421445 | 3747243
2032-05-01 | 2105514 | 21402.1 | 6228.2 | 27175.3 | 269537 | 174526 | 36689.9 | 330195 | 57841.5 | 381063 | 26485.4 | 435494 | 3872151
2032-06-01 | 2037594 | 20711.7 | 6027.29 | 26298.7 | 260842 | 168896 | 35506.3 | 319544 | 55975.6 | 368771 | 25631.1 | 421445 | 3747243
2032-07-01 | 2105514 | 21402.1 | 6228.2 | 27175.3 | 269537 | 174526 | 36689.9 | 330195 | 57841.5 | 381063 | 26485.4 | 435494 | 3872151
2032-08-01 | 2105514 | 21402.1 | 6228.2 | 27175.3 | 269537 | 174526 | 36689.9 | 330195 | 57841.5 | 381063 | 26485.4 | 435494 | 3872151
2032-09-01 | 2037594 | 20919.2 | 6056.94 | 26298.7 | 260842 | 168896 | 35506.3 | 325930 | 55975.6 | 374300 | 26015.1 | 427764 | 3766098
2032-10-01 | 2105514 | 21616.5 | 6258.84 | 27175.3 | 269537 | 174526 | 36689.9 | 336794 | 57841.5 | 386777 | 26882.3 | 442023 | 3891635
2032-11-01 | 2037594 | 20919.2 | 6056.94 | 26298.7 | 260842 | 168896 | 35506.3 | 325930 | 55975.6 | 374300 | 26015.1 | 427764 | 3766098
2032-12-01 | 2105514 | 21616.5 | 6258.84 | 27175.3 | 269537 | 174526 | 36689.9 | 336794 | 57841.5 | 386777 | 26882.3 | 442023 | 3891635
2033-01-01 | 2105514 | 21616.5 | 6258.84 | 27175.3 | 269537 | 174526 | 36689.9 | 336794 | 57841.5 | 386777 | 26882.3 | 442023 | 3891635
2033-02-01 | 1901754 | 19524.5 | 5653.14 | 24545.5 | 243453 | 157636 | 33139.2 | 304201 | 52243.9 | 349347 | 24280.8 | 399247 | 3515025
2033-03-01 | 2105514 | 21616.5 | 6258.84 | 27175.3 | 269537 | 174526 | 36689.9 | 336794 | 57841.5 | 386777 | 26882.3 | 442023 | 3891635
2033-04-01 | 2037594 | 20919.2 | 6056.94 | 26298.7 | 260842 | 168896 | 35506.3 | 325930 | 55975.6 | 374300 | 26015.1 | 427764 | 3766098
2033-05-01 | 2105514 | 21616.5 | 6258.84 | 27175.3 | 269537 | 174526 | 36689.9 | 336794 | 57841.5 | 386777 | 26882.3 | 442023 | 3891635
2033-06-01 | 2037594 | 20919.2 | 6056.94 | 26298.7 | 260842 | 168896 | 35506.3 | 325930 | 55975.6 | 374300 | 26015.1 | 427764 | 3766098
2033-07-01 | 2105514 | 21616.5 | 6258.84 | 27175.3 | 269537 | 174526 | 36689.9 | 336794 | 57841.5 | 386777 | 26882.3 | 442023 | 3891635
2033-08-01 | 2105514 | 21616.5 | 6258.84 | 27175.3 | 269537 | 174526 | 36689.9 | 336794 | 57841.5 | 386777 | 26882.3 | 442023 | 3891635
2033-09-01 | 2037594 | 21126.6 | 6085.73 | 26298.7 | 260842 | 168896 | 35506.3 | 332316 | 55975.6 | 379829 | 26399.2 | 434083 | 3784953
2033-10-01 | 2105514 | 21830.8 | 6288.59 | 27175.3 | 269537 | 174526 | 36689.9 | 343393 | 57841.5 | 392490 | 27279.2 | 448552 | 3911118
2033-11-01 | 2037594 | 21126.6 | 6085.73 | 26298.7 | 260842 | 168896 | 35506.3 | 332316 | 55975.6 | 379829 | 26399.2 | 434083 | 3784953
2033-12-01 | 2105514 | 21830.8 | 6288.59 | 27175.3 | 269537 | 174526 | 36689.9 | 343393 | 57841.5 | 392490 | 27279.2 | 448552 | 3911118
2034-01-01 | 2105514 | 21830.8 | 6288.59 | 27175.3 | 269537 | 174526 | 36689.9 | 343393 | 57841.5 | 392490 | 27279.2 | 448552 | 3911118
2034-02-01 | 1901754 | 19718.2 | 5680.01 | 24545.5 | 243453 | 157636 | 33139.2 | 310162 | 52243.9 | 354507 | 24639.3 | 405144 | 3532622
2034-03-01 | 2105514 | 21830.8 | 6288.59 | 27175.3 | 269537 | 174526 | 36689.9 | 343393 | 57841.5 | 392490 | 27279.2 | 448552 | 3911118
2034-04-01 | 2037594 | 21126.6 | 6085.73 | 26298.7 | 260842 | 168896 | 35506.3 | 332316 | 55975.6 | 379829 | 26399.2 | 434083 | 3784953
2034-05-01 | 2105514 | 21830.8 | 6288.59 | 27175.3 | 269537 | 174526 | 36689.9 | 343393 | 57841.5 | 392490 | 27279.2 | 448552 | 3911118
2034-06-01 | 2037594 | 21126.6 | 6085.73 | 26298.7 | 260842 | 168896 | 35506.3 | 332316 | 55975.6 | 379829 | 26399.2 | 434083 | 3784953
2034-07-01 | 2105514 | 21830.8 | 6288.59 | 27175.3 | 269537 | 174526 | 36689.9 | 343393 | 57841.5 | 392490 | 27279.2 | 448552 | 3911118
2034-08-01 | 2105514 | 21830.8 | 6288.59 | 27175.3 | 269537 | 174526 | 36689.9 | 343393 | 57841.5 | 392490 | 27279.2 | 448552 | 3911118
2034-09-01 | 2037594 | 21334.1 | 6113.69 | 26298.7 | 260842 | 168896 | 35506.3 | 338702 | 55975.6 | 385359 | 26783.3 | 440402 | 3803806
2034-10-01 | 2105514 | 22045.2 | 6317.48 | 27175.3 | 269537 | 174526 | 36689.9 | 349992 | 57841.5 | 398204 | 27676.1 | 455082 | 3930600
2034-11-01 | 2037594 | 21334.1 | 6113.69 | 26298.7 | 260842 | 168896 | 35506.3 | 338702 | 55975.6 | 385359 | 26783.3 | 440402 | 3803806
2034-12-01 | 2105514 | 22045.2 | 6317.48 | 27175.3 | 269537 | 174526 | 36689.9 | 349992 | 57841.5 | 398204 | 27676.1 | 455082 | 3930600
2035-01-01 | 2105514 | 22045.2 | 6317.48 | 27175.3 | 269537 | 174526 | 36689.9 | 349992 | 57841.5 | 398204 | 27676.1 | 455082 | 3930600
2035-02-01 | 1901754 | 19911.8 | 5706.11 | 24545.5 | 243453 | 157636 | 33139.2 | 316122 | 52243.9 | 359668 | 24997.7 | 411041 | 3550219
2035-03-01 | 2105514 | 22045.2 | 6317.48 | 27175.3 | 269537 | 174526 | 36689.9 | 349992 | 57841.5 | 398204 | 27676.1 | 455082 | 3930600
2035-04-01 | 2037594 | 21334.1 | 6113.69 | 26298.7 | 260842 | 168896 | 35506.3 | 338702 | 55975.6 | 385359 | 26783.3 | 440402 | 3803806
2035-05-01 | 2105514 | 22045.2 | 6317.48 | 27175.3 | 269537 | 174526 | 36689.9 | 349992 | 57841.5 | 398204 | 27676.1 | 455082 | 3930600
2035-06-01 | 2037594 | 21334.1 | 6113.69 | 26298.7 | 260842 | 168896 | 35506.3 | 338702 | 55975.6 | 385359 | 26783.3 | 440402 | 3803806
2035-07-01 | 2105514 | 22045.2 | 6317.48 | 27175.3 | 269537 | 174526 | 36689.9 | 349992 | 57841.5 | 398204 | 27676.1 | 455082 | 3930600
2035-08-01 | 2105514 | 22045.2 | 6317.48 | 27175.3 | 269537 | 174526 | 36689.9 | 349992 | 57841.5 | 398204 | 27676.1 | 455082 | 3930600
2035-09-01 | 2037594 | 21551.5 | 6145.97 | 26298.7 | 260842 | 168896 | 35506.3 | 345753 | 55975.6 | 391315 | 27197.2 | 447208 | 3824283
2035-10-01 | 2105514 | 22269.9 | 6350.83 | 27175.3 | 269537 | 174526 | 36689.9 | 357278 | 57841.5 | 404359 | 28103.8 | 462115 | 3951760
2035-11-01 | 2037594 | 21551.5 | 6145.97 | 26298.7 | 260842 | 168896 | 35506.3 | 345753 | 55975.6 | 391315 | 27197.2 | 447208 | 3824283
2035-12-01 | 2105514 | 22269.9 | 6350.83 | 27175.3 | 269537 | 174526 | 36689.9 | 357278 | 57841.5 | 404359 | 28103.8 | 462115 | 3951760
2036-01-01 | 2105514 | 22269.9 | 6350.83 | 27175.3 | 269537 | 174526 | 36689.9 | 357278 | 57841.5 | 404359 | 28103.8 | 462115 | 3951760
2036-02-01 | 1901754 | 20114.7 | 5736.24 | 24545.5 | 243453 | 157636 | 33139.2 | 322702 | 52243.9 | 365227 | 25384.1 | 417394 | 3569331
2036-03-01 | 2105514 | 22269.9 | 6350.83 | 27175.3 | 269537 | 174526 | 36689.9 | 357278 | 57841.5 | 404359 | 28103.8 | 462115 | 3951760
2036-04-01 | 2037594 | 21551.5 | 6145.97 | 26298.7 | 260842 | 168896 | 35506.3 | 345753 | 55975.6 | 391315 | 27197.2 | 447208 | 3824283
2036-05-01 | 2105514 | 22269.9 | 6350.83 | 27175.3 | 269537 | 174526 | 36689.9 | 357278 | 57841.5 | 404359 | 28103.8 | 462115 | 3951760
2036-06-01 | 2037594 | 21551.5 | 6145.97 | 26298.7 | 260842 | 168896 | 35506.3 | 345753 | 55975.6 | 391315 | 27197.2 | 447208 | 3824283
2036-07-01 | 2105514 | 22269.9 | 6350.83 | 27175.3 | 269537 | 174526 | 36689.9 | 357278 | 57841.5 | 404359 | 28103.8 | 462115 | 3951760
2036-08-01 | 2105514 | 22269.9 | 6350.83 | 27175.3 | 269537 | 174526 | 36689.9 | 357278 | 57841.5 | 404359 | 28103.8 | 462115 | 3951760
2036-09-01 | 2037594 | 21768.9 | 6177.27 | 26298.7 | 260842 | 168896 | 35506.3 | 352803 | 55975.6 | 397272 | 27611.1 | 454015 | 3844760
2036-10-01 | 2105514 | 22494.5 | 6383.18 | 27175.3 | 269537 | 174526 | 36689.9 | 364563 | 57841.5 | 410514 | 28531.5 | 469149 | 3972919
2036-11-01 | 2037594 | 21768.9 | 6177.27 | 26298.7 | 260842 | 168896 | 35506.3 | 352803 | 55975.6 | 397272 | 27611.1 | 454015 | 3844760
2036-12-01 | 2105514 | 22494.5 | 6383.18 | 27175.3 | 269537 | 174526 | 36689.9 | 364563 | 57841.5 | 410514 | 28531.5 | 469149 | 3972919
2037-01-01 | 2105514 | 22494.5 | 6383.18 | 27175.3 | 269537 | 174526 | 36689.9 | 364563 | 57841.5 | 410514 | 28531.5 | 469149 | 3972919
2037-02-01 | 1901754 | 20317.6 | 5765.46 | 24545.5 | 243453 | 157636 | 33139.2 | 329283 | 52243.9 | 370787 | 25770.4 | 423747 | 3588443
2037-03-01 | 2105514 | 22494.5 | 6383.18 | 27175.3 | 269537 | 174526 | 36689.9 | 364563 | 57841.5 | 410514 | 28531.5 | 469149 | 3972919
2037-04-01 | 2037594 | 21768.9 | 6177.27 | 26298.7 | 260842 | 168896 | 35506.3 | 352803 | 55975.6 | 397272 | 27611.1 | 454015 | 3844760
2037-05-01 | 2105514 | 22494.5 | 6383.18 | 27175.3 | 269537 | 174526 | 36689.9 | 364563 | 57841.5 | 410514 | 28531.5 | 469149 | 3972919
2037-06-01 | 2037594 | 21768.9 | 6177.27 | 26298.7 | 260842 | 168896 | 35506.3 | 352803 | 55975.6 | 397272 | 27611.1 | 454015 | 3844760
2037-07-01 | 2105514 | 22494.5 | 6383.18 | 27175.3 | 269537 | 174526 | 36689.9 | 364563 | 57841.5 | 410514 | 28531.5 | 469149 | 3972919
2037-08-01 | 2105514 | 22494.5 | 6383.18 | 27175.3 | 269537 | 174526 | 36689.9 | 364563 | 57841.5 | 410514 | 28531.5 | 469149 | 3972919
2037-09-01 | 2037594 | 21986.3 | 6207.66 | 26298.7 | 260842 | 168896 | 35506.3 | 359854 | 55975.6 | 403228 | 28025.1 | 460822 | 3865235
2037-10-01 | 2105514 | 22719.2 | 6414.58 | 27175.3 | 269537 | 174526 | 36689.9 | 371849 | 57841.5 | 416669 | 28959.2 | 476183 | 3994076
2037-11-01 | 2037594 | 21986.3 | 6207.66 | 26298.7 | 260842 | 168896 | 35506.3 | 359854 | 55975.6 | 403228 | 28025.1 | 460822 | 3865235
2037-12-01 | 2105514 | 22719.2 | 6414.58 | 27175.3 | 269537 | 174526 | 36689.9 | 371849 | 57841.5 | 416669 | 28959.2 | 476183 | 3994076
2038-01-01 | 2105514 | 22719.2 | 6414.58 | 27175.3 | 269537 | 174526 | 36689.9 | 371849 | 57841.5 | 416669 | 28959.2 | 476183 | 3994076
2038-02-01 | 1901754 | 20520.5 | 5793.81 | 24545.5 | 243453 | 157636 | 33139.2 | 335863 | 52243.9 | 376346 | 26156.7 | 430101 | 3607553
2038-03-01 | 2105514 | 22719.2 | 6414.58 | 27175.3 | 269537 | 174526 | 36689.9 | 371849 | 57841.5 | 416669 | 28959.2 | 476183 | 3994076
2038-04-01 | 2037594 | 21986.3 | 6207.66 | 26298.7 | 260842 | 168896 | 35506.3 | 359854 | 55975.6 | 403228 | 28025.1 | 460822 | 3865235
2038-05-01 | 2105514 | 22719.2 | 6414.58 | 27175.3 | 269537 | 174526 | 36689.9 | 371849 | 57841.5 | 416669 | 28959.2 | 476183 | 3994076
2038-06-01 | 2037594 | 21986.3 | 6207.66 | 26298.7 | 260842 | 168896 | 35506.3 | 359854 | 55975.6 | 403228 | 28025.1 | 460822 | 3865235
2038-07-01 | 2105514 | 22719.2 | 6414.58 | 27175.3 | 269537 | 174526 | 36689.9 | 371849 | 57841.5 | 416669 | 28959.2 | 476183 | 3994076
2038-08-01 | 2105514 | 22719.2 | 6414.58 | 27175.3 | 269537 | 174526 | 36689.9 | 371849 | 57841.5 | 416669 | 28959.2 | 476183 | 3994076
2038-09-01 | 2037594 | 22203.7 | 6237.16 | 26298.7 | 260842 | 168896 | 35506.3 | 366904 | 55975.6 | 409184 | 28439 | 467629 | 3885710
2038-10-01 | 2105514 | 22943.8 | 6445.06 | 27175.3 | 269537 | 174526 | 36689.9 | 379134 | 57841.5 | 422824 | 29386.9 | 483216 | 4015233
2038-11-01 | 2037594 | 22203.7 | 6237.16 | 26298.7 | 260842 | 168896 | 35506.3 | 366904 | 55975.6 | 409184 | 28439 | 467629 | 3885710
2038-12-01 | 2105514 | 22943.8 | 6445.06 | 27175.3 | 269537 | 174526 | 36689.9 | 379134 | 57841.5 | 422824 | 29386.9 | 483216 | 4015233
2039-01-01 | 2105514 | 22943.8 | 6445.06 | 27175.3 | 269537 | 174526 | 36689.9 | 379134 | 57841.5 | 422824 | 29386.9 | 483216 | 4015233
2039-02-01 | 1901754 | 20723.5 | 5821.34 | 24545.5 | 243453 | 157636 | 33139.2 | 342444 | 52243.9 | 381905 | 26543 | 436454 | 3626663
2039-03-01 | 2105514 | 22943.8 | 6445.06 | 27175.3 | 269537 | 174526 | 36689.9 | 379134 | 57841.5 | 422824 | 29386.9 | 483216 | 4015233
2039-04-01 | 2037594 | 22203.7 | 6237.16 | 26298.7 | 260842 | 168896 | 35506.3 | 366904 | 55975.6 | 409184 | 28439 | 467629 | 3885710
2039-05-01 | 2105514 | 22943.8 | 6445.06 | 27175.3 | 269537 | 174526 | 36689.9 | 379134 | 57841.5 | 422824 | 29386.9 | 483216 | 4015233
2039-06-01 | 2037594 | 22203.7 | 6237.16 | 26298.7 | 260842 | 168896 | 35506.3 | 366904 | 55975.6 | 409184 | 28439 | 467629 | 3885710
2039-07-01 | 2105514 | 22943.8 | 6445.06 | 27175.3 | 269537 | 174526 | 36689.9 | 379134 | 57841.5 | 422824 | 29386.9 | 483216 | 4015233
2039-08-01 | 2105514 | 22943.8 | 6445.06 | 27175.3 | 269537 | 174526 | 36689.9 | 379134 | 57841.5 | 422824 | 29386.9 | 483216 | 4015233
2039-09-01 | 2037594 | 22421.1 | 6265.81 | 26298.7 | 260842 | 168896 | 35506.3 | 373955 | 55975.6 | 415141 | 28852.9 | 474436 | 3906184
2039-10-01 | 2105514 | 23168.5 | 6474.67 | 27175.3 | 269537 | 174526 | 36689.9 | 386420 | 57841.5 | 428979 | 29814.7 | 490250 | 4036390
2039-11-01 | 2037594 | 22421.1 | 6265.81 | 26298.7 | 260842 | 168896 | 35506.3 | 373955 | 55975.6 | 415141 | 28852.9 | 474436 | 3906184
2039-12-01 | 2105514 | 23168.5 | 6474.67 | 27175.3 | 269537 | 174526 | 36689.9 | 386420 | 57841.5 | 428979 | 29814.7 | 490250 | 4036390
2040-01-01 | 2105514 | 23168.5 | 6474.67 | 27175.3 | 269537 | 174526 | 36689.9 | 386420 | 57841.5 | 428979 | 29814.7 | 490250 | 4036390
2040-02-01 | 1901754 | 20926.4 | 5848.09 | 24545.5 | 243453 | 157636 | 33139.2 | 349024 | 52243.9 | 387465 | 26929.4 | 442807 | 3645771
2040-03-01 | 2105514 | 23168.5 | 6474.67 | 27175.3 | 269537 | 174526 | 36689.9 | 386420 | 57841.5 | 428979 | 29814.7 | 490250 | 4036390
2040-04-01 | 2037594 | 22421.1 | 6265.81 | 26298.7 | 260842 | 168896 | 35506.3 | 373955 | 55975.6 | 415141 | 28852.9 | 474436 | 3906184
2040-05-01 | 2105514 | 23168.5 | 6474.67 | 27175.3 | 269537 | 174526 | 36689.9 | 386420 | 57841.5 | 428979 | 29814.7 | 490250 | 4036390
2040-06-01 | 2037594 | 22421.1 | 6265.81 | 26298.7 | 260842 | 168896 | 35506.3 | 373955 | 55975.6 | 415141 | 28852.9 | 474436 | 3906184
2040-07-01 | 2105514 | 23168.5 | 6474.67 | 27175.3 | 269537 | 174526 | 36689.9 | 386420 | 57841.5 | 428979 | 29814.7 | 490250 | 4036390
2040-08-01 | 2105514 | 23168.5 | 6474.67 | 27175.3 | 269537 | 174526 | 36689.9 | 386420 | 57841.5 | 428979 | 29814.7 | 490250 | 4036390
2040-09-01 | 2037594 | 22603.4 | 6298.39 | 26298.7 | 260842 | 168896 | 35506.3 | 379735 | 55975.6 | 419376 | 29147.4 | 479276 | 3921549
2040-10-01 | 2105514 | 23356.9 | 6508.33 | 27175.3 | 269537 | 174526 | 36689.9 | 392393 | 57841.5 | 433355 | 30119 | 495252 | 4052267
2040-11-01 | 2037594 | 22603.4 | 6298.39 | 26298.7 | 260842 | 168896 | 35506.3 | 379735 | 55975.6 | 419376 | 29147.4 | 479276 | 3921549
2040-12-01 | 2105514 | 23356.9 | 6508.33 | 27175.3 | 269537 | 174526 | 36689.9 | 392393 | 57841.5 | 433355 | 30119 | 495252 | 4052267
2041-01-01 | 2105514 | 23356.9 | 6508.33 | 27175.3 | 269537 | 174526 | 36689.9 | 392393 | 57841.5 | 433355 | 30119 | 495252 | 4052267
2041-02-01 | 1901754 | 21096.5 | 5878.5 | 24545.5 | 243453 | 157636 | 33139.2 | 354419 | 52243.9 | 391417 | 27204.3 | 447324 | 3660112
2041-03-01 | 2105514 | 23356.9 | 6508.33 | 27175.3 | 269537 | 174526 | 36689.9 | 392393 | 57841.5 | 433355 | 30119 | 495252 | 4052267
2041-04-01 | 2037594 | 22603.4 | 6298.39 | 26298.7 | 260842 | 168896 | 35506.3 | 379735 | 55975.6 | 419376 | 29147.4 | 479276 | 3921549
2041-05-01 | 2105514 | 23356.9 | 6508.33 | 27175.3 | 269537 | 174526 | 36689.9 | 392393 | 57841.5 | 433355 | 30119 | 495252 | 4052267
2041-06-01 | 2037594 | 22603.4 | 6298.39 | 26298.7 | 260842 | 168896 | 35506.3 | 379735 | 55975.6 | 419376 | 13906.2 | 224637 | 3651668
2041-07-01 | 2105514 | 23356.9 | 6508.33 | 27175.3 | 269537 | 174526 | 36689.9 | 392393 | 57841.5 | 433355 | 5897.31 | 95930.3 | 3628724
2041-08-01 | 2105514 | 23356.9 | 6508.33 | 27175.3 | 269537 | 174526 | 36689.9 | 392393 | 57841.5 | 433355 | 2990.82 | 47742.3 | 3577629
2041-09-01 | 2037594 | 22785.8 | 6330.32 | 26298.7 | 260842 | 168896 | 35506.3 | 381818 | 55975.6 | 423611 | 5087.58 | 82493.4 | 3507239
2041-10-01 | 2105514 | 23545.3 | 6541.33 | 27175.3 | 269537 | 174526 | 36689.9 | 394545 | 57841.5 | 437731 | 30423.4 | 500254 | 4064323
2041-11-01 | 2037594 | 22785.8 | 6330.32 | 26298.7 | 260842 | 168896 | 35506.3 | 381818 | 55975.6 | 423611 | 29442 | 484116 | 3933216
2041-12-01 | 2105514 | 23545.3 | 6541.33 | 27175.3 | 269537 | 174526 | 36689.9 | 394545 | 57841.5 | 437731 | 30423.4 | 500254 | 4064323
2042-01-01 | 2105514 | 23545.3 | 6541.33 | 27175.3 | 269537 | 174526 | 36689.9 | 394545 | 57841.5 | 437731 | 30423.4 | 500254 | 4064323
2042-02-01 | 1901754 | 21266.7 | 5908.3 | 24545.5 | 243453 | 157636 | 33139.2 | 356364 | 52243.9 | 395370 | 27479.2 | 451842 | 3671002
2042-03-01 | 2105514 | 23545.3 | 6541.33 | 27175.3 | 269537 | 174526 | 36689.9 | 394545 | 57841.5 | 437731 | 25196.7 | 412809 | 3971652
2042-04-01 | 2037594 | 22785.8 | 6330.32 | 26298.7 | 260842 | 168896 | 35506.3 | 381818 | 55975.6 | 423611 | 8379.19 | 137005 | 3565042
2042-05-01 | 2105514 | 23545.3 | 6541.33 | 27175.3 | 269537 | 174526 | 36689.9 | 394545 | 57841.5 | 437731 | 5418.41 | 88344.8 | 3627410
2042-06-01 | 2037594 | 22785.8 | 6330.32 | 26298.7 | 260842 | 168896 | 35506.3 | 381818 | 55975.6 | 423611 | 2673.33 | 42118.1 | 3464449
2042-07-01 | 2105514 | 23545.3 | 6541.33 | 27175.3 | 269537 | 174526 | 36689.9 | 394545 | 57841.5 | 437731 | 3176.2 | 51526.1 | 3588349
2042-08-01 | 2105514 | 23545.3 | 6541.33 | 27175.3 | 269537 | 174526 | 36689.9 | 394545 | 57841.5 | 437731 | 2482.55 | 39219.9 | 3575349
2042-09-01 | 2037594 | 22968.1 | 6361.62 | 26298.7 | 260842 | 168896 | 35506.3 | 381818 | 55975.6 | 427846 | 4240.43 | 68502.8 | 3496850
2042-10-01 | 2105514 | 23733.7 | 6573.67 | 27175.3 | 269537 | 174526 | 36689.9 | 394545 | 57841.5 | 442108 | 4292.67 | 70382.1 | 3612918
2042-11-01 | 2037594 | 22968.1 | 6361.62 | 26298.7 | 260842 | 168896 | 35506.3 | 381818 | 55975.6 | 427846 | 4457.51 | 72610.1 | 3501174
2042-12-01 | 2105514 | 23733.7 | 6573.67 | 27175.3 | 269537 | 174526 | 36689.9 | 394545 | 57841.5 | 442108 | 5626.25 | 91653.3 | 3635523
2043-01-01 | 2105514 | 23733.7 | 6573.67 | 27175.3 | 269537 | 174526 | 36689.9 | 394545 | 57841.5 | 442108 | 4765.88 | 77708.3 | 3620718
2043-02-01 | 1901754 | 21436.9 | 5937.51 | 24545.5 | 243453 | 157636 | 33139.2 | 356364 | 52243.9 | 399323 | 8279.05 | 134307 | 3338418
2043-03-01 | 2105514 | 23733.7 | 6573.67 | 27175.3 | 269537 | 174526 | 36689.9 | 394545 | 57841.5 | 442108 | 30727.8 | 505255 | 4074226
2043-04-01 | 2037594 | 22968.1 | 6361.62 | 26298.7 | 260842 | 168896 | 35506.3 | 381818 | 55975.6 | 427846 | 29736.6 | 488957 | 3942800
2043-05-01 | 2105514 | 23733.7 | 6573.67 | 27175.3 | 269537 | 174526 | 36689.9 | 394545 | 57841.5 | 442108 | 30727.8 | 505255 | 4074226
2043-06-01 | 2037594 | 22968.1 | 6361.62 | 26298.7 | 260842 | 168896 | 35506.3 | 381818 | 55975.6 | 427846 | 29736.6 | 488957 | 3942800
2043-07-01 | 2105514 | 23733.7 | 6573.67 | 27175.3 | 269537 | 174526 | 36689.9 | 394545 | 57841.5 | 442108 | 16709.8 | 271979 | 3826932
2043-08-01 | 2105514 | 23733.7 | 6573.67 | 27175.3 | 269537 | 174526 | 36689.9 | 394545 | 57841.5 | 442108 | 2412.13 | 39460.4 | 3580116
2043-09-01 | 2037594 | 23150.5 | 6392.3 | 26298.7 | 260842 | 168896 | 35506.3 | 381818 | 55975.6 | 432081 | 4474.63 | 72835.1 | 3505864
2043-10-01 | 2105514 | 23922.1 | 6605.38 | 27175.3 | 269537 | 174526 | 36689.9 | 394545 | 57841.5 | 446484 | 3478.7 | 56740.6 | 3603059
2043-11-01 | 2037594 | 23150.5 | 6392.3 | 26298.7 | 260842 | 168896 | 35506.3 | 381818 | 55975.6 | 432081 | 30031.1 | 493797 | 3952383
2043-12-01 | 2105514 | 23922.1 | 6605.38 | 27175.3 | 269537 | 174526 | 36689.9 | 394545 | 57841.5 | 446484 | 31032.1 | 510257 | 4084129
2044-01-01 | 2105514 | 23922.1 | 6605.38 | 27175.3 | 269537 | 174526 | 36689.9 | 394545 | 57841.5 | 446484 | 31032.1 | 510257 | 4084129
2044-02-01 | 1901754 | 21607.1 | 5966.15 | 24545.5 | 243453 | 157636 | 33139.2 | 356364 | 52243.9 | 403276 | 28029 | 460877 | 3688891
2044-03-01 | 2105514 | 23922.1 | 6605.38 | 27175.3 | 269537 | 174526 | 36689.9 | 394545 | 57841.5 | 446484 | 31032.1 | 510257 | 4084129
2044-04-01 | 2037594 | 23150.5 | 6392.3 | 26298.7 | 260842 | 168896 | 35506.3 | 381818 | 55975.6 | 432081 | 30031.1 | 493797 | 3952383
2044-05-01 | 2105514 | 23922.1 | 6605.38 | 27175.3 | 269537 | 174526 | 36689.9 | 394545 | 57841.5 | 446484 | 31032.1 | 510257 | 4084129
2044-06-01 | 2037594 | 23150.5 | 6392.3 | 26298.7 | 260842 | 168896 | 35506.3 | 381818 | 55975.6 | 432081 | 30031.1 | 493797 | 3952383
2044-07-01 | 2105514 | 23922.1 | 6605.38 | 27175.3 | 269537 | 174526 | 36689.9 | 394545 | 57841.5 | 446484 | 31032.1 | 510257 | 4084129
2044-08-01 | 2105514 | 23922.1 | 6605.38 | 27175.3 | 269537 | 174526 | 36689.9 | 394545 | 57841.5 | 446484 | 31032.1 | 510257 | 4084129
2044-09-01 | 2037594 | 23332.8 | 6422.39 | 26298.7 | 260842 | 168896 | 35506.3 | 381818 | 55975.6 | 436316 | 30325.7 | 498637 | 3961965
2044-10-01 | 2105514 | 24110.6 | 6636.47 | 27175.3 | 269537 | 174526 | 36689.9 | 394545 | 57841.5 | 450860 | 31336.5 | 515259 | 4094031
2044-11-01 | 2037594 | 23332.8 | 6422.39 | 26298.7 | 260842 | 168896 | 35506.3 | 381818 | 55975.6 | 436316 | 30325.7 | 498637 | 3961965
2044-12-01 | 2105514 | 24110.6 | 6636.47 | 27175.3 | 269537 | 174526 | 36689.9 | 394545 | 57841.5 | 450860 | 31336.5 | 515259 | 4094031
2045-01-01 | 2105514 | 24110.6 | 6636.47 | 27175.3 | 269537 | 174526 | 36689.9 | 394545 | 57841.5 | 450860 | 31336.5 | 515259 | 4094031
2045-02-01 | 1901754 | 21777.3 | 5994.23 | 24545.5 | 243453 | 157636 | 33139.2 | 356364 | 52243.9 | 407228 | 28303.9 | 465395 | 3697834
2045-03-01 | 2105514 | 24110.6 | 6636.47 | 27175.3 | 269537 | 174526 | 36689.9 | 394545 | 57841.5 | 450860 | 31336.5 | 515259 | 4094031
2045-04-01 | 2037594 | 23332.8 | 6422.39 | 26298.7 | 260842 | 168896 | 35506.3 | 381818 | 55975.6 | 436316 | 30325.7 | 498637 | 3961965
2045-05-01 | 2105514 | 24110.6 | 6636.47 | 27175.3 | 269537 | 174526 | 36689.9 | 394545 | 57841.5 | 450860 | 31336.5 | 515259 | 4094031
2045-06-01 | 2037594 | 23332.8 | 6422.39 | 26298.7 | 260842 | 168896 | 35506.3 | 381818 | 55975.6 | 436316 | 30325.7 | 498637 | 3961965
2045-07-01 | 2105514 | 24110.6 | 6636.47 | 27175.3 | 269537 | 174526 | 36689.9 | 394545 | 57841.5 | 450860 | 31336.5 | 515259 | 4094031
2045-08-01 | 2105514 | 24110.6 | 6636.47 | 27175.3 | 269537 | 174526 | 36689.9 | 394545 | 57841.5 | 450860 | 31336.5 | 515259 | 4094031
2045-09-01 | 2037594 | 23522.1 | 6422.39 | 26298.7 | 260842 | 168896 | 35506.3 | 381818 | 55975.6 | 440768 | 30635.1 | 503725 | 3972003
2045-10-01 | 2105514 | 24306.2 | 6636.47 | 27175.3 | 269537 | 174526 | 36689.9 | 394545 | 57841.5 | 455460 | 31656.3 | 520515 | 4104403
2045-11-01 | 2037594 | 23522.1 | 6422.39 | 26298.7 | 260842 | 168896 | 35506.3 | 381818 | 55975.6 | 440768 | 30635.1 | 503725 | 3972003
2045-12-01 | 2105514 | 24306.2 | 6636.47 | 27175.3 | 269537 | 174526 | 36689.9 | 394545 | 57841.5 | 455460 | 31656.3 | 520515 | 4104403
2046-01-01 | 2105514 | 24306.2 | 6636.47 | 27175.3 | 269537 | 174526 | 36689.9 | 394545 | 57841.5 | 455460 | 31656.3 | 520515 | 4104403
2046-02-01 | 1901754 | 21954 | 5994.23 | 24545.5 | 243453 | 157636 | 33139.2 | 356364 | 52243.9 | 411383 | 28592.8 | 470143 | 3707203
2046-03-01 | 2105514 | 24306.2 | 6636.47 | 27175.3 | 269537 | 174526 | 36689.9 | 394545 | 57841.5 | 455460 | 31656.3 | 520515 | 4104403
2046-04-01 | 2037594 | 23522.1 | 6422.39 | 26298.7 | 260842 | 168896 | 35506.3 | 381818 | 55975.6 | 440768 | 30635.1 | 503725 | 3972003
2046-05-01 | 2105514 | 24306.2 | 6636.47 | 27175.3 | 269537 | 174526 | 36689.9 | 394545 | 57841.5 | 455460 | 31656.3 | 520515 | 4104403
2046-06-01 | 2037594 | 23522.1 | 6422.39 | 26298.7 | 260842 | 168896 | 35506.3 | 381818 | 55975.6 | 440768 | 30635.1 | 503725 | 3972003
2046-07-01 | 2105514 | 24306.2 | 6636.47 | 27175.3 | 269537 | 174526 | 36689.9 | 394545 | 57841.5 | 455460 | 31656.3 | 520515 | 4104403
2046-08-01 | 2105514 | 24306.2 | 6636.47 | 27175.3 | 269537 | 174526 | 36689.9 | 394545 | 57841.5 | 455460 | 31656.3 | 520515 | 4104403
2046-09-01 | 2037594 | 23711.5 | 6422.39 | 26298.7 | 260842 | 168896 | 35506.3 | 381818 | 55975.6 | 445220 | 30944.6 | 508812 | 3982041
2046-10-01 | 2105514 | 24501.9 | 6636.47 | 27175.3 | 269537 | 174526 | 36689.9 | 394545 | 57841.5 | 460060 | 31976.1 | 525772 | 4114776
2046-11-01 | 2037594 | 23711.5 | 6422.39 | 26298.7 | 260842 | 168896 | 35506.3 | 381818 | 55975.6 | 445220 | 30944.6 | 508812 | 3982041
2046-12-01 | 2105514 | 24501.9 | 6636.47 | 27175.3 | 269537 | 174526 | 36689.9 | 394545 | 57841.5 | 460060 | 31976.1 | 525772 | 4114776
2047-01-01 | 2105514 | 24501.9 | 6636.47 | 27175.3 | 269537 | 174526 | 36689.9 | 394545 | 57841.5 | 460060 | 31976.1 | 525772 | 4114776
2047-02-01 | 1901754 | 22130.7 | 5994.23 | 24545.5 | 243453 | 157636 | 33139.2 | 356364 | 52243.9 | 415538 | 28881.6 | 474891 | 3716571
2047-03-01 | 2105514 | 24501.9 | 6636.47 | 27175.3 | 269537 | 174526 | 36689.9 | 394545 | 57841.5 | 460060 | 31976.1 | 525772 | 4114776
2047-04-01 | 2037594 | 23711.5 | 6422.39 | 26298.7 | 260842 | 168896 | 35506.3 | 381818 | 55975.6 | 445220 | 30944.6 | 508812 | 3982041
2047-05-01 | 2105514 | 24501.9 | 6636.47 | 27175.3 | 269537 | 174526 | 36689.9 | 394545 | 57841.5 | 460060 | 31976.1 | 525772 | 4114776
2047-06-01 | 2037594 | 23711.5 | 6422.39 | 26298.7 | 260842 | 168896 | 35506.3 | 381818 | 55975.6 | 445220 | 30944.6 | 508812 | 3982041
2047-07-01 | 2105514 | 24501.9 | 6636.47 | 27175.3 | 269537 | 174526 | 36689.9 | 394545 | 57841.5 | 460060 | 31976.1 | 525772 | 4114776
2047-08-01 | 2105514 | 24501.9 | 6636.47 | 27175.3 | 269537 | 174526 | 36689.9 | 394545 | 57841.5 | 460060 | 31976.1 | 525772 | 4114776
2047-09-01 | 2037594 | 23900.8 | 6422.39 | 26298.7 | 260842 | 168896 | 35506.3 | 381818 | 55975.6 | 449671 | 31254.1 | 513899 | 3992079
2047-10-01 | 2105514 | 24697.5 | 6636.47 | 27175.3 | 269537 | 174526 | 36689.9 | 394545 | 57841.5 | 464661 | 32295.9 | 531029 | 4125148
2047-11-01 | 2037594 | 23900.8 | 6422.39 | 26298.7 | 260842 | 168896 | 35506.3 | 381818 | 55975.6 | 449671 | 31254.1 | 513899 | 3992079
2047-12-01 | 2105514 | 24697.5 | 6636.47 | 27175.3 | 269537 | 174526 | 36689.9 | 394545 | 57841.5 | 464661 | 32295.9 | 531029 | 4125148
2048-01-01 | 2105514 | 24697.5 | 6636.47 | 27175.3 | 269537 | 174526 | 36689.9 | 394545 | 57841.5 | 464661 | 32295.9 | 531029 | 4125148
2048-02-01 | 1901754 | 22307.5 | 5994.23 | 24545.5 | 243453 | 157636 | 33139.2 | 356364 | 52243.9 | 419693 | 29170.5 | 479639 | 3725940
2048-03-01 | 2105514 | 24697.5 | 6636.47 | 27175.3 | 269537 | 174526 | 36689.9 | 394545 | 57841.5 | 464661 | 32295.9 | 531029 | 4125148
2048-04-01 | 2037594 | 23900.8 | 6422.39 | 26298.7 | 260842 | 168896 | 35506.3 | 381818 | 55975.6 | 449671 | 31254.1 | 513899 | 3992079
2048-05-01 | 2105514 | 24697.5 | 6636.47 | 27175.3 | 269537 | 174526 | 36689.9 | 394545 | 57841.5 | 464661 | 32295.9 | 531029 | 4125148
2048-06-01 | 2037594 | 23900.8 | 6422.39 | 26298.7 | 260842 | 168896 | 35506.3 | 381818 | 55975.6 | 449671 | 31254.1 | 513899 | 3992079
2048-07-01 | 2105514 | 24697.5 | 6636.47 | 27175.3 | 269537 | 174526 | 36689.9 | 394545 | 57841.5 | 464661 | 32295.9 | 531029 | 4125148
2048-08-01 | 2105514 | 24697.5 | 6636.47 | 27175.3 | 269537 | 174526 | 36689.9 | 394545 | 57841.5 | 464661 | 30209.6 | 494229 | 4086261
2048-09-01 | 2037594 | 24090.2 | 6422.39 | 26298.7 | 260842 | 168896 | 35506.3 | 381818 | 55975.6 | 454123 | 17940.7 | 294369 | 3763876
2048-10-01 | 2105514 | 24893.2 | 6636.47 | 27175.3 | 269537 | 174526 | 36689.9 | 394545 | 57841.5 | 469261 | 10055.4 | 164479 | 3741153
2048-11-01 | 2037594 | 24090.2 | 6422.39 | 26298.7 | 260842 | 168896 | 35506.3 | 381818 | 55975.6 | 454123 | 6281.15 | 102500 | 3560348
2048-12-01 | 2105514 | 24893.2 | 6636.47 | 27175.3 | 269537 | 174526 | 36689.9 | 394545 | 57841.5 | 469261 | 32615.7 | 536286 | 4135520
2049-01-01 | 2105514 | 24893.2 | 6636.47 | 27175.3 | 269537 | 174526 | 36689.9 | 394545 | 57841.5 | 469261 | 32615.7 | 536286 | 4135520
2049-02-01 | 1901754 | 22484.2 | 5994.23 | 24545.5 | 243453 | 157636 | 33139.2 | 356364 | 52243.9 | 423848 | 29459.3 | 484387 | 3735309
2049-03-01 | 2105514 | 24893.2 | 6636.47 | 27175.3 | 269537 | 174526 | 36689.9 | 394545 | 57841.5 | 469261 | 32615.7 | 536286 | 4135520
2049-04-01 | 2037594 | 24090.2 | 6422.39 | 26298.7 | 260842 | 168896 | 35506.3 | 381818 | 55975.6 | 454123 | 31563.6 | 518986 | 4002116
2049-05-01 | 2105514 | 24893.2 | 6636.47 | 27175.3 | 269537 | 174526 | 36689.9 | 394545 | 57841.5 | 469261 | 32615.7 | 536286 | 4135520
2049-06-01 | 2037594 | 24090.2 | 6422.39 | 26298.7 | 260842 | 168896 | 35506.3 | 381818 | 55975.6 | 454123 | 31563.6 | 518986 | 4002116
2049-07-01 | 2105514 | 24893.2 | 6636.47 | 27175.3 | 269537 | 174526 | 36689.9 | 394545 | 57841.5 | 469261 | 4787.98 | 78297.7 | 3649705
2049-08-01 | 2105514 | 24893.2 | 6636.47 | 27175.3 | 269537 | 174526 | 36689.9 | 394545 | 57841.5 | 469261 | 3392.03 | 54969.3 | 3624980
2049-09-01 | 2037594 | 24279.5 | 6422.39 | 26298.7 | 260842 | 168896 | 35506.3 | 381818 | 55975.6 | 458575 | 9667.09 | 157956 | 3623831
2049-10-01 | 2105514 | 25088.9 | 6636.47 | 27175.3 | 269537 | 174526 | 36689.9 | 394545 | 57841.5 | 473861 | 5483.75 | 88867.1 | 3665766
2049-11-01 | 2037594 | 24279.5 | 6422.39 | 26298.7 | 260842 | 168896 | 35506.3 | 381818 | 55975.6 | 458575 | 15114.2 | 246943 | 3718265
2049-12-01 | 2105514 | 25088.9 | 6636.47 | 27175.3 | 269537 | 174526 | 36689.9 | 394545 | 57841.5 | 473861 | 32935.5 | 541543 | 4145893
2050-01-01 | 2105514 | 25088.9 | 6636.47 | 27175.3 | 269537 | 174526 | 36689.9 | 394545 | 57841.5 | 473861 | 32935.5 | 541543 | 4145893
2050-02-01 | 1901754 | 22660.9 | 5994.23 | 24545.5 | 243453 | 157636 | 33139.2 | 356364 | 52243.9 | 428003 | 29748.2 | 489135 | 3744677
2050-03-01 | 2105514 | 25088.9 | 6636.47 | 27175.3 | 269537 | 174526 | 36689.9 | 394545 | 57841.5 | 473861 | 32935.5 | 541543 | 4145893
2050-04-01 | 2037594 | 24279.5 | 6422.39 | 26298.7 | 260842 | 168896 | 35506.3 | 381818 | 55975.6 | 458575 | 31873 | 524074 | 4012154
2050-05-01 | 2105514 | 25088.9 | 6636.47 | 27175.3 | 269537 | 174526 | 36689.9 | 394545 | 57841.5 | 473861 | 32935.5 | 541543 | 4145893
2050-06-01 | 2037594 | 24279.5 | 6422.39 | 26298.7 | 260842 | 168896 | 35506.3 | 381818 | 55975.6 | 458575 | 31873 | 524074 | 4012154
2050-07-01 | 2105514 | 25088.9 | 6636.47 | 27175.3 | 269537 | 174526 | 36689.9 | 394545 | 57841.5 | 473861 | 32935.5 | 541543 | 4145893
2050-08-01 | 2105514 | 25088.9 | 6636.47 | 27175.3 | 269537 | 174526 | 36689.9 | 394545 | 57841.5 | 473861 | 32935.5 | 541543 | 4145893
2050-09-01 | 2037594 | 24279.5 | 6422.39 | 26298.7 | 260842 | 168896 | 35506.3 | 381818 | 55975.6 | 458575 | 31873 | 524074 | 4012154
2050-10-01 | 2105514 | 25088.9 | 6636.47 | 27175.3 | 269537 | 174526 | 36689.9 | 394545 | 57841.5 | 473861 | 32935.5 | 541543 | 4145893
2050-11-01 | 2037594 | 24279.5 | 6422.39 | 26298.7 | 260842 | 168896 | 35506.3 | 381818 | 55975.6 | 458575 | 31873 | 524074 | 4012154
2050-12-01 | 2105514 | 25088.9 | 6636.47 | 27175.3 | 269537 | 174526 | 36689.9 | 394545 | 57841.5 | 473861 | 32935.5 | 541543 | 4145893
2051-01-01 | 2105514 | 25088.9 | 6636.47 | 27175.3 | 269537 | 174526 | 36689.9 | 394545 | 57841.5 | 473861 | 32935.5 | 541543 | 4145893
2051-02-01 | 1901754 | 22660.9 | 5994.23 | 24545.5 | 243453 | 157636 | 33139.2 | 356364 | 52243.9 | 428003 | 29748.2 | 489135 | 3744677
2051-03-01 | 2105514 | 25088.9 | 6636.47 | 27175.3 | 269537 | 174526 | 36689.9 | 394545 | 57841.5 | 473861 | 32935.5 | 541543 | 4145893
2051-04-01 | 2037594 | 24279.5 | 6422.39 | 26298.7 | 260842 | 168896 | 35506.3 | 381818 | 55975.6 | 458575 | 31873 | 524074 | 4012154
2051-05-01 | 2105514 | 25088.9 | 6636.47 | 27175.3 | 269537 | 174526 | 36689.9 | 394545 | 57841.5 | 473861 | 32935.5 | 541543 | 4145893
2051-06-01 | 2037594 | 24279.5 | 6422.39 | 26298.7 | 260842 | 168896 | 35506.3 | 381818 | 55975.6 | 458575 | 31873 | 524074 | 4012154
2051-07-01 | 2105514 | 25088.9 | 6636.47 | 27175.3 | 269537 | 174526 | 36689.9 | 394545 | 57841.5 | 473861 | 32935.5 | 541543 | 4145893
2051-08-01 | 2105514 | 25088.9 | 6636.47 | 27175.3 | 269537 | 174526 | 36689.9 | 394545 | 57841.5 | 473861 | 32935.5 | 541543 | 4145893
Sum | 818093906 | 8334372 | 2450452 | 8639123 | 88938564 | 58326526 | 11663829 | 113887004 | 22474207 | 147922719 | 9359506 | 152690540 | 1442780748

## Wastewater Reuse AG
Transmission Link Flow
Scenario: Reference CC, All months (12)
Cubic Meter
| "Transmission Link from Agadir WWTP to I_Modern Public Massa" | "Transmission Link from Ait Baha WWTP to I_PMH Anti Atlas Ait Baha" | "Transmission Link from Ait Iaaza WWTP to I_Moderne Public Souss Amont" | "Transmission Link from Aoulouz WWTP to I_Traditionnel rehabilite du Souss 1ere" | "Transmission Link from Biougra WWTP to I_Moderne Prive Massa" | "Transmission Link from Drargua WWTP to I_Traditional Rehabilite Issen" | "Transmission Link from ElGuerdane WWTP to I_El Guerdane" | "Transmission Link from Lqliaa WWTP to I_Modern Prive Chtouka" | "Transmission Link from Oulad Berhil WWTP to I_Traditionnel Rehabilite Souss Amon" | "Transmission Link from Ouled Teima WWTP to I_Moderne Public Issen" | Sum
2018-09-01 | 0 | 0 | 0 | 0 | 0 | 0 | 0 | 0 | 0 | 0 | 0
2018-10-01 | 0 | 0 | 0 | 0 | 0 | 0 | 0 | 0 | 0 | 0 | 0
2018-11-01 | 0 | 0 | 0 | 0 | 0 | 0 | 0 | 0 | 0 | 0 | 0
2018-12-01 | 0 | 0 | 0 | 0 | 0 | 0 | 0 | 0 | 0 | 0 | 0
2019-01-01 | 0 | 0 | 0 | 0 | 0 | 0 | 0 | 0 | 0 | 0 | 0
2019-02-01 | 0 | 0 | 0 | 0 | 0 | 0 | 0 | 0 | 0 | 0 | 0
2019-03-01 | 0 | 0 | 0 | 0 | 0 | 0 | 0 | 0 | 0 | 0 | 0
2019-04-01 | 0 | 0 | 0 | 0 | 0 | 0 | 0 | 0 | 0 | 0 | 0
2019-05-01 | 0 | 0 | 0 | 0 | 0 | 0 | 0 | 0 | 0 | 0 | 0
2019-06-01 | 0 | 0 | 0 | 0 | 0 | 0 | 0 | 0 | 0 | 0 | 0
2019-07-01 | 0 | 0 | 0 | 0 | 0 | 0 | 0 | 0 | 0 | 0 | 0
2019-08-01 | 0 | 0 | 0 | 0 | 0 | 0 | 0 | 0 | 0 | 0 | 0
2019-09-01 | 0 | 0 | 0 | 0 | 0 | 0 | 0 | 0 | 0 | 0 | 0
2019-10-01 | 0 | 0 | 0 | 0 | 0 | 0 | 0 | 0 | 0 | 0 | 0
2019-11-01 | 0 | 0 | 0 | 0 | 0 | 0 | 0 | 0 | 0 | 0 | 0
2019-12-01 | 0 | 0 | 0 | 0 | 0 | 0 | 0 | 0 | 0 | 0 | 0
2020-01-01 | 0 | 0 | 0 | 0 | 0 | 0 | 0 | 0 | 0 | 0 | 0
2020-02-01 | 0 | 0 | 0 | 0 | 0 | 0 | 0 | 0 | 0 | 0 | 0
2020-03-01 | 0 | 0 | 0 | 0 | 0 | 0 | 0 | 0 | 0 | 0 | 0
2020-04-01 | 0 | 0 | 0 | 0 | 0 | 0 | 0 | 0 | 0 | 0 | 0
2020-05-01 | 0 | 0 | 0 | 0 | 0 | 0 | 0 | 0 | 0 | 0 | 0
2020-06-01 | 0 | 0 | 0 | 0 | 0 | 0 | 0 | 0 | 0 | 0 | 0
2020-07-01 | 0 | 0 | 0 | 0 | 0 | 0 | 0 | 0 | 0 | 0 | 0
2020-08-01 | 0 | 0 | 0 | 0 | 0 | 0 | 0 | 0 | 0 | 0 | 0
2020-09-01 | 0 | 0 | 0 | 0 | 0 | 0 | 0 | 0 | 0 | 0 | 0
2020-10-01 | 0 | 0 | 0 | 0 | 0 | 0 | 0 | 0 | 0 | 0 | 0
2020-11-01 | 0 | 0 | 0 | 0 | 0 | 0 | 0 | 0 | 0 | 0 | 0
2020-12-01 | 0 | 0 | 0 | 0 | 0 | 0 | 0 | 0 | 0 | 0 | 0
2021-01-01 | 0 | 0 | 0 | 0 | 0 | 0 | 0 | 0 | 0 | 0 | 0
2021-02-01 | 0 | 0 | 0 | 0 | 0 | 0 | 0 | 0 | 0 | 0 | 0
2021-03-01 | 0 | 0 | 0 | 0 | 0 | 0 | 0 | 0 | 0 | 0 | 0
2021-04-01 | 0 | 0 | 0 | 0 | 0 | 0 | 0 | 0 | 0 | 0 | 0
2021-05-01 | 0 | 0 | 0 | 0 | 0 | 0 | 0 | 0 | 0 | 0 | 0
2021-06-01 | 0 | 0 | 0 | 0 | 0 | 0 | 0 | 0 | 0 | 0 | 0
2021-07-01 | 0 | 0 | 0 | 0 | 0 | 0 | 0 | 0 | 0 | 0 | 0
2021-08-01 | 0 | 0 | 0 | 0 | 0 | 0 | 0 | 0 | 0 | 0 | 0
2021-09-01 | 0 | 0 | 0 | 0 | 0 | 0 | 0 | 0 | 0 | 0 | 0
2021-10-01 | 0 | 0 | 0 | 0 | 0 | 0 | 0 | 0 | 0 | 0 | 0
2021-11-01 | 0 | 0 | 0 | 0 | 0 | 0 | 0 | 0 | 0 | 0 | 0
2021-12-01 | 0 | 0 | 0 | 0 | 0 | 0 | 0 | 0 | 0 | 0 | 0
2022-01-01 | 0 | 0 | 0 | 0 | 0 | 0 | 0 | 0 | 0 | 0 | 0
2022-02-01 | 0 | 0 | 0 | 0 | 0 | 0 | 0 | 0 | 0 | 0 | 0
2022-03-01 | 0 | 0 | 0 | 0 | 0 | 0 | 0 | 0 | 0 | 0 | 0
2022-04-01 | 0 | 0 | 0 | 0 | 0 | 0 | 0 | 0 | 0 | 0 | 0
2022-05-01 | 0 | 0 | 0 | 0 | 0 | 0 | 0 | 0 | 0 | 0 | 0
2022-06-01 | 0 | 0 | 0 | 0 | 0 | 0 | 0 | 0 | 0 | 0 | 0
2022-07-01 | 0 | 0 | 0 | 0 | 0 | 0 | 0 | 0 | 0 | 0 | 0
2022-08-01 | 0 | 0 | 0 | 0 | 0 | 0 | 0 | 0 | 0 | 0 | 0
2022-09-01 | 0 | 0 | 0 | 0 | 0 | 0 | 0 | 0 | 0 | 0 | 0
2022-10-01 | 0 | 0 | 0 | 0 | 0 | 0 | 0 | 0 | 0 | 0 | 0
2022-11-01 | 0 | 0 | 0 | 0 | 0 | 0 | 0 | 0 | 0 | 0 | 0
2022-12-01 | 0 | 0 | 0 | 0 | 0 | 0 | 0 | 0 | 0 | 0 | 0
2023-01-01 | 0 | 0 | 0 | 0 | 0 | 0 | 0 | 0 | 0 | 0 | 0
2023-02-01 | 0 | 0 | 0 | 0 | 0 | 0 | 0 | 0 | 0 | 0 | 0
2023-03-01 | 0 | 0 | 0 | 0 | 0 | 0 | 0 | 0 | 0 | 0 | 0
2023-04-01 | 0 | 0 | 0 | 0 | 0 | 0 | 0 | 0 | 0 | 0 | 0
2023-05-01 | 0 | 0 | 0 | 0 | 0 | 0 | 0 | 0 | 0 | 0 | 0
2023-06-01 | 0 | 0 | 0 | 0 | 0 | 0 | 0 | 0 | 0 | 0 | 0
2023-07-01 | 0 | 0 | 0 | 0 | 0 | 0 | 0 | 0 | 0 | 0 | 0
2023-08-01 | 0 | 0 | 0 | 0 | 0 | 0 | 0 | 0 | 0 | 0 | 0
2023-09-01 | 0 | 0 | 0 | 0 | 0 | 0 | 0 | 0 | 0 | 0 | 0
2023-10-01 | 0 | 0 | 0 | 0 | 0 | 0 | 0 | 0 | 0 | 0 | 0
2023-11-01 | 0 | 0 | 0 | 0 | 0 | 0 | 0 | 0 | 0 | 0 | 0
2023-12-01 | 0 | 0 | 0 | 0 | 0 | 0 | 0 | 0 | 0 | 0 | 0
2024-01-01 | 0 | 0 | 0 | 0 | 0 | 0 | 0 | 0 | 0 | 0 | 0
2024-02-01 | 0 | 0 | 0 | 0 | 0 | 0 | 0 | 0 | 0 | 0 | 0
2024-03-01 | 0 | 0 | 0 | 0 | 0 | 0 | 0 | 0 | 0 | 0 | 0
2024-04-01 | 0 | 0 | 0 | 0 | 0 | 0 | 0 | 0 | 0 | 0 | 0
2024-05-01 | 0 | 0 | 0 | 0 | 0 | 0 | 0 | 0 | 0 | 0 | 0
2024-06-01 | 0 | 0 | 0 | 0 | 0 | 0 | 0 | 0 | 0 | 0 | 0
2024-07-01 | 0 | 0 | 0 | 0 | 0 | 0 | 0 | 0 | 0 | 0 | 0
2024-08-01 | 0 | 0 | 0 | 0 | 0 | 0 | 0 | 0 | 0 | 0 | 0
2024-09-01 | 0 | 0 | 0 | 0 | 0 | 0 | 0 | 0 | 0 | 0 | 0
2024-10-01 | 0 | 0 | 0 | 0 | 0 | 0 | 0 | 0 | 0 | 0 | 0
2024-11-01 | 0 | 0 | 0 | 0 | 0 | 0 | 0 | 0 | 0 | 0 | 0
2024-12-01 | 0 | 0 | 0 | 0 | 0 | 0 | 0 | 0 | 0 | 0 | 0
2025-01-01 | 0 | 0 | 0 | 0 | 0 | 0 | 0 | 0 | 0 | 0 | 0
2025-02-01 | 0 | 0 | 0 | 0 | 0 | 0 | 0 | 0 | 0 | 0 | 0
2025-03-01 | 0 | 0 | 0 | 0 | 0 | 0 | 0 | 0 | 0 | 0 | 0
2025-04-01 | 0 | 0 | 0 | 0 | 0 | 0 | 0 | 0 | 0 | 0 | 0
2025-05-01 | 0 | 0 | 0 | 0 | 0 | 0 | 0 | 0 | 0 | 0 | 0
2025-06-01 | 0 | 0 | 0 | 0 | 0 | 0 | 0 | 0 | 0 | 0 | 0
2025-07-01 | 0 | 0 | 0 | 0 | 0 | 0 | 0 | 0 | 0 | 0 | 0
2025-08-01 | 0 | 0 | 0 | 0 | 0 | 0 | 0 | 0 | 0 | 0 | 0
2025-09-01 | 0 | 0 | 0 | 0 | 0 | 0 | 0 | 0 | 0 | 0 | 0
2025-10-01 | 0 | 0 | 0 | 0 | 0 | 0 | 0 | 0 | 0 | 0 | 0
2025-11-01 | 0 | 0 | 0 | 0 | 0 | 0 | 0 | 0 | 0 | 0 | 0
2025-12-01 | 0 | 0 | 0 | 0 | 0 | 0 | 0 | 0 | 0 | 0 | 0
2026-01-01 | 0 | 0 | 0 | 0 | 0 | 0 | 0 | 0 | 0 | 0 | 0
2026-02-01 | 0 | 0 | 0 | 0 | 0 | 0 | 0 | 0 | 0 | 0 | 0
2026-03-01 | 0 | 0 | 0 | 0 | 0 | 0 | 0 | 0 | 0 | 0 | 0
2026-04-01 | 0 | 0 | 0 | 0 | 0 | 0 | 0 | 0 | 0 | 0 | 0
2026-05-01 | 0 | 0 | 0 | 0 | 0 | 0 | 0 | 0 | 0 | 0 | 0
2026-06-01 | 0 | 0 | 0 | 0 | 0 | 0 | 0 | 0 | 0 | 0 | 0
2026-07-01 | 0 | 0 | 0 | 0 | 0 | 0 | 0 | 0 | 0 | 0 | 0
2026-08-01 | 0 | 0 | 0 | 0 | 0 | 0 | 0 | 0 | 0 | 0 | 0
2026-09-01 | 0 | 0 | 0 | 0 | 0 | 0 | 0 | 0 | 0 | 0 | 0
2026-10-01 | 0 | 0 | 0 | 0 | 0 | 0 | 0 | 0 | 0 | 0 | 0
2026-11-01 | 0 | 0 | 0 | 0 | 0 | 0 | 0 | 0 | 0 | 0 | 0
2026-12-01 | 0 | 0 | 0 | 0 | 0 | 0 | 0 | 0 | 0 | 0 | 0
2027-01-01 | 0 | 0 | 0 | 0 | 0 | 0 | 0 | 0 | 0 | 0 | 0
2027-02-01 | 0 | 0 | 0 | 0 | 0 | 0 | 0 | 0 | 0 | 0 | 0
2027-03-01 | 0 | 0 | 0 | 0 | 0 | 0 | 0 | 0 | 0 | 0 | 0
2027-04-01 | 0 | 0 | 0 | 0 | 0 | 0 | 0 | 0 | 0 | 0 | 0
2027-05-01 | 0 | 0 | 0 | 0 | 0 | 0 | 0 | 0 | 0 | 0 | 0
2027-06-01 | 0 | 0 | 0 | 0 | 0 | 0 | 0 | 0 | 0 | 0 | 0
2027-07-01 | 0 | 0 | 0 | 0 | 0 | 0 | 0 | 0 | 0 | 0 | 0
2027-08-01 | 0 | 0 | 0 | 0 | 0 | 0 | 0 | 0 | 0 | 0 | 0
2027-09-01 | 0 | 0 | 0 | 0 | 0 | 0 | 0 | 0 | 0 | 0 | 0
2027-10-01 | 0 | 0 | 0 | 0 | 0 | 0 | 0 | 0 | 0 | 0 | 0
2027-11-01 | 0 | 0 | 0 | 0 | 0 | 0 | 0 | 0 | 0 | 0 | 0
2027-12-01 | 0 | 0 | 0 | 0 | 0 | 0 | 0 | 0 | 0 | 0 | 0
2028-01-01 | 0 | 0 | 0 | 0 | 0 | 0 | 0 | 0 | 0 | 0 | 0
2028-02-01 | 0 | 0 | 0 | 0 | 0 | 0 | 0 | 0 | 0 | 0 | 0
2028-03-01 | 0 | 0 | 0 | 0 | 0 | 0 | 0 | 0 | 0 | 0 | 0
2028-04-01 | 0 | 0 | 0 | 0 | 0 | 0 | 0 | 0 | 0 | 0 | 0
2028-05-01 | 0 | 0 | 0 | 0 | 0 | 0 | 0 | 0 | 0 | 0 | 0
2028-06-01 | 0 | 0 | 0 | 0 | 0 | 0 | 0 | 0 | 0 | 0 | 0
2028-07-01 | 0 | 0 | 0 | 0 | 0 | 0 | 0 | 0 | 0 | 0 | 0
2028-08-01 | 0 | 0 | 0 | 0 | 0 | 0 | 0 | 0 | 0 | 0 | 0
2028-09-01 | 0 | 0 | 0 | 0 | 0 | 0 | 0 | 0 | 0 | 0 | 0
2028-10-01 | 0 | 0 | 0 | 0 | 0 | 0 | 0 | 0 | 0 | 0 | 0
2028-11-01 | 0 | 0 | 0 | 0 | 0 | 0 | 0 | 0 | 0 | 0 | 0
2028-12-01 | 0 | 0 | 0 | 0 | 0 | 0 | 0 | 0 | 0 | 0 | 0
2029-01-01 | 0 | 0 | 0 | 0 | 0 | 0 | 0 | 0 | 0 | 0 | 0
2029-02-01 | 0 | 0 | 0 | 0 | 0 | 0 | 0 | 0 | 0 | 0 | 0
2029-03-01 | 0 | 0 | 0 | 0 | 0 | 0 | 0 | 0 | 0 | 0 | 0
2029-04-01 | 0 | 0 | 0 | 0 | 0 | 0 | 0 | 0 | 0 | 0 | 0
2029-05-01 | 0 | 0 | 0 | 0 | 0 | 0 | 0 | 0 | 0 | 0 | 0
2029-06-01 | 0 | 0 | 0 | 0 | 0 | 0 | 0 | 0 | 0 | 0 | 0
2029-07-01 | 0 | 0 | 0 | 0 | 0 | 0 | 0 | 0 | 0 | 0 | 0
2029-08-01 | 0 | 0 | 0 | 0 | 0 | 0 | 0 | 0 | 0 | 0 | 0
2029-09-01 | 0 | 0 | 0 | 0 | 0 | 0 | 0 | 0 | 0 | 0 | 0
2029-10-01 | 0 | 0 | 0 | 0 | 0 | 0 | 0 | 0 | 0 | 0 | 0
2029-11-01 | 0 | 0 | 0 | 0 | 0 | 0 | 0 | 0 | 0 | 0 | 0
2029-12-01 | 0 | 0 | 0 | 0 | 0 | 0 | 0 | 0 | 0 | 0 | 0
2030-01-01 | 0 | 0 | 0 | 0 | 0 | 0 | 0 | 0 | 0 | 0 | 0
2030-02-01 | 0 | 0 | 0 | 0 | 0 | 0 | 0 | 0 | 0 | 0 | 0
2030-03-01 | 0 | 0 | 0 | 0 | 0 | 0 | 0 | 0 | 0 | 0 | 0
2030-04-01 | 0 | 0 | 0 | 0 | 0 | 0 | 0 | 0 | 0 | 0 | 0
2030-05-01 | 0 | 0 | 0 | 0 | 0 | 0 | 0 | 0 | 0 | 0 | 0
2030-06-01 | 0 | 0 | 0 | 0 | 0 | 0 | 0 | 0 | 0 | 0 | 0
2030-07-01 | 0 | 0 | 0 | 0 | 0 | 0 | 0 | 0 | 0 | 0 | 0
2030-08-01 | 0 | 0 | 0 | 0 | 0 | 0 | 0 | 0 | 0 | 0 | 0
2030-09-01 | 0 | 0 | 0 | 0 | 0 | 0 | 0 | 0 | 0 | 0 | 0
2030-10-01 | 0 | 0 | 0 | 0 | 0 | 0 | 0 | 0 | 0 | 0 | 0
2030-11-01 | 0 | 0 | 0 | 0 | 0 | 0 | 0 | 0 | 0 | 0 | 0
2030-12-01 | 0 | 0 | 0 | 0 | 0 | 0 | 0 | 0 | 0 | 0 | 0
2031-01-01 | 0 | 0 | 0 | 0 | 0 | 0 | 0 | 0 | 0 | 0 | 0
2031-02-01 | 0 | 0 | 0 | 0 | 0 | 0 | 0 | 0 | 0 | 0 | 0
2031-03-01 | 0 | 0 | 0 | 0 | 0 | 0 | 0 | 0 | 0 | 0 | 0
2031-04-01 | 0 | 0 | 0 | 0 | 0 | 0 | 0 | 0 | 0 | 0 | 0
2031-05-01 | 0 | 0 | 0 | 0 | 0 | 0 | 0 | 0 | 0 | 0 | 0
2031-06-01 | 0 | 0 | 0 | 0 | 0 | 0 | 0 | 0 | 0 | 0 | 0
2031-07-01 | 0 | 0 | 0 | 0 | 0 | 0 | 0 | 0 | 0 | 0 | 0
2031-08-01 | 0 | 0 | 0 | 0 | 0 | 0 | 0 | 0 | 0 | 0 | 0
2031-09-01 | 0 | 0 | 0 | 0 | 0 | 0 | 0 | 0 | 0 | 0 | 0
2031-10-01 | 0 | 0 | 0 | 0 | 0 | 0 | 0 | 0 | 0 | 0 | 0
2031-11-01 | 0 | 0 | 0 | 0 | 0 | 0 | 0 | 0 | 0 | 0 | 0
2031-12-01 | 0 | 0 | 0 | 0 | 0 | 0 | 0 | 0 | 0 | 0 | 0
2032-01-01 | 0 | 0 | 0 | 0 | 0 | 0 | 0 | 0 | 0 | 0 | 0
2032-02-01 | 0 | 0 | 0 | 0 | 0 | 0 | 0 | 0 | 0 | 0 | 0
2032-03-01 | 0 | 0 | 0 | 0 | 0 | 0 | 0 | 0 | 0 | 0 | 0
2032-04-01 | 0 | 0 | 0 | 0 | 0 | 0 | 0 | 0 | 0 | 0 | 0
2032-05-01 | 0 | 0 | 0 | 0 | 0 | 0 | 0 | 0 | 0 | 0 | 0
2032-06-01 | 0 | 0 | 0 | 0 | 0 | 0 | 0 | 0 | 0 | 0 | 0
2032-07-01 | 0 | 0 | 0 | 0 | 0 | 0 | 0 | 0 | 0 | 0 | 0
2032-08-01 | 0 | 0 | 0 | 0 | 0 | 0 | 0 | 0 | 0 | 0 | 0
2032-09-01 | 0 | 0 | 0 | 0 | 0 | 0 | 0 | 0 | 0 | 0 | 0
2032-10-01 | 0 | 0 | 0 | 0 | 0 | 0 | 0 | 0 | 0 | 0 | 0
2032-11-01 | 0 | 0 | 0 | 0 | 0 | 0 | 0 | 0 | 0 | 0 | 0
2032-12-01 | 0 | 0 | 0 | 0 | 0 | 0 | 0 | 0 | 0 | 0 | 0
2033-01-01 | 0 | 0 | 0 | 0 | 0 | 0 | 0 | 0 | 0 | 0 | 0
2033-02-01 | 0 | 0 | 0 | 0 | 0 | 0 | 0 | 0 | 0 | 0 | 0
2033-03-01 | 0 | 0 | 0 | 0 | 0 | 0 | 0 | 0 | 0 | 0 | 0
2033-04-01 | 0 | 0 | 0 | 0 | 0 | 0 | 0 | 0 | 0 | 0 | 0
2033-05-01 | 0 | 0 | 0 | 0 | 0 | 0 | 0 | 0 | 0 | 0 | 0
2033-06-01 | 0 | 0 | 0 | 0 | 0 | 0 | 0 | 0 | 0 | 0 | 0
2033-07-01 | 0 | 0 | 0 | 0 | 0 | 0 | 0 | 0 | 0 | 0 | 0
2033-08-01 | 0 | 0 | 0 | 0 | 0 | 0 | 0 | 0 | 0 | 0 | 0
2033-09-01 | 0 | 0 | 0 | 0 | 0 | 0 | 0 | 0 | 0 | 0 | 0
2033-10-01 | 0 | 0 | 0 | 0 | 0 | 0 | 0 | 0 | 0 | 0 | 0
2033-11-01 | 0 | 0 | 0 | 0 | 0 | 0 | 0 | 0 | 0 | 0 | 0
2033-12-01 | 0 | 0 | 0 | 0 | 0 | 0 | 0 | 0 | 0 | 0 | 0
2034-01-01 | 0 | 0 | 0 | 0 | 0 | 0 | 0 | 0 | 0 | 0 | 0
2034-02-01 | 0 | 0 | 0 | 0 | 0 | 0 | 0 | 0 | 0 | 0 | 0
2034-03-01 | 0 | 0 | 0 | 0 | 0 | 0 | 0 | 0 | 0 | 0 | 0
2034-04-01 | 0 | 0 | 0 | 0 | 0 | 0 | 0 | 0 | 0 | 0 | 0
2034-05-01 | 0 | 0 | 0 | 0 | 0 | 0 | 0 | 0 | 0 | 0 | 0
2034-06-01 | 0 | 0 | 0 | 0 | 0 | 0 | 0 | 0 | 0 | 0 | 0
2034-07-01 | 0 | 0 | 0 | 0 | 0 | 0 | 0 | 0 | 0 | 0 | 0
2034-08-01 | 0 | 0 | 0 | 0 | 0 | 0 | 0 | 0 | 0 | 0 | 0
2034-09-01 | 0 | 0 | 0 | 0 | 0 | 0 | 0 | 0 | 0 | 0 | 0
2034-10-01 | 0 | 0 | 0 | 0 | 0 | 0 | 0 | 0 | 0 | 0 | 0
2034-11-01 | 0 | 0 | 0 | 0 | 0 | 0 | 0 | 0 | 0 | 0 | 0
2034-12-01 | 0 | 0 | 0 | 0 | 0 | 0 | 0 | 0 | 0 | 0 | 0
2035-01-01 | 0 | 0 | 0 | 0 | 0 | 0 | 0 | 0 | 0 | 0 | 0
2035-02-01 | 0 | 0 | 0 | 0 | 0 | 0 | 0 | 0 | 0 | 0 | 0
2035-03-01 | 0 | 0 | 0 | 0 | 0 | 0 | 0 | 0 | 0 | 0 | 0
2035-04-01 | 0 | 0 | 0 | 0 | 0 | 0 | 0 | 0 | 0 | 0 | 0
2035-05-01 | 0 | 0 | 0 | 0 | 0 | 0 | 0 | 0 | 0 | 0 | 0
2035-06-01 | 0 | 0 | 0 | 0 | 0 | 0 | 0 | 0 | 0 | 0 | 0
2035-07-01 | 0 | 0 | 0 | 0 | 0 | 0 | 0 | 0 | 0 | 0 | 0
2035-08-01 | 0 | 0 | 0 | 0 | 0 | 0 | 0 | 0 | 0 | 0 | 0
2035-09-01 | 0 | 0 | 0 | 0 | 0 | 0 | 0 | 0 | 0 | 0 | 0
2035-10-01 | 0 | 0 | 0 | 0 | 0 | 0 | 0 | 0 | 0 | 0 | 0
2035-11-01 | 0 | 0 | 0 | 0 | 0 | 0 | 0 | 0 | 0 | 0 | 0
2035-12-01 | 0 | 0 | 0 | 0 | 0 | 0 | 0 | 0 | 0 | 0 | 0
2036-01-01 | 0 | 0 | 0 | 0 | 0 | 0 | 0 | 0 | 0 | 0 | 0
2036-02-01 | 0 | 0 | 0 | 0 | 0 | 0 | 0 | 0 | 0 | 0 | 0
2036-03-01 | 0 | 0 | 0 | 0 | 0 | 0 | 0 | 0 | 0 | 0 | 0
2036-04-01 | 0 | 0 | 0 | 0 | 0 | 0 | 0 | 0 | 0 | 0 | 0
2036-05-01 | 0 | 0 | 0 | 0 | 0 | 0 | 0 | 0 | 0 | 0 | 0
2036-06-01 | 0 | 0 | 0 | 0 | 0 | 0 | 0 | 0 | 0 | 0 | 0
2036-07-01 | 0 | 0 | 0 | 0 | 0 | 0 | 0 | 0 | 0 | 0 | 0
2036-08-01 | 0 | 0 | 0 | 0 | 0 | 0 | 0 | 0 | 0 | 0 | 0
2036-09-01 | 0 | 0 | 0 | 0 | 0 | 0 | 0 | 0 | 0 | 0 | 0
2036-10-01 | 0 | 0 | 0 | 0 | 0 | 0 | 0 | 0 | 0 | 0 | 0
2036-11-01 | 0 | 0 | 0 | 0 | 0 | 0 | 0 | 0 | 0 | 0 | 0
2036-12-01 | 0 | 0 | 0 | 0 | 0 | 0 | 0 | 0 | 0 | 0 | 0
2037-01-01 | 0 | 0 | 0 | 0 | 0 | 0 | 0 | 0 | 0 | 0 | 0
2037-02-01 | 0 | 0 | 0 | 0 | 0 | 0 | 0 | 0 | 0 | 0 | 0
2037-03-01 | 0 | 0 | 0 | 0 | 0 | 0 | 0 | 0 | 0 | 0 | 0
2037-04-01 | 0 | 0 | 0 | 0 | 0 | 0 | 0 | 0 | 0 | 0 | 0
2037-05-01 | 0 | 0 | 0 | 0 | 0 | 0 | 0 | 0 | 0 | 0 | 0
2037-06-01 | 0 | 0 | 0 | 0 | 0 | 0 | 0 | 0 | 0 | 0 | 0
2037-07-01 | 0 | 0 | 0 | 0 | 0 | 0 | 0 | 0 | 0 | 0 | 0
2037-08-01 | 0 | 0 | 0 | 0 | 0 | 0 | 0 | 0 | 0 | 0 | 0
2037-09-01 | 0 | 0 | 0 | 0 | 0 | 0 | 0 | 0 | 0 | 0 | 0
2037-10-01 | 0 | 0 | 0 | 0 | 0 | 0 | 0 | 0 | 0 | 0 | 0
2037-11-01 | 0 | 0 | 0 | 0 | 0 | 0 | 0 | 0 | 0 | 0 | 0
2037-12-01 | 0 | 0 | 0 | 0 | 0 | 0 | 0 | 0 | 0 | 0 | 0
2038-01-01 | 0 | 0 | 0 | 0 | 0 | 0 | 0 | 0 | 0 | 0 | 0
2038-02-01 | 0 | 0 | 0 | 0 | 0 | 0 | 0 | 0 | 0 | 0 | 0
2038-03-01 | 0 | 0 | 0 | 0 | 0 | 0 | 0 | 0 | 0 | 0 | 0
2038-04-01 | 0 | 0 | 0 | 0 | 0 | 0 | 0 | 0 | 0 | 0 | 0
2038-05-01 | 0 | 0 | 0 | 0 | 0 | 0 | 0 | 0 | 0 | 0 | 0
2038-06-01 | 0 | 0 | 0 | 0 | 0 | 0 | 0 | 0 | 0 | 0 | 0
2038-07-01 | 0 | 0 | 0 | 0 | 0 | 0 | 0 | 0 | 0 | 0 | 0
2038-08-01 | 0 | 0 | 0 | 0 | 0 | 0 | 0 | 0 | 0 | 0 | 0
2038-09-01 | 0 | 0 | 0 | 0 | 0 | 0 | 0 | 0 | 0 | 0 | 0
2038-10-01 | 0 | 0 | 0 | 0 | 0 | 0 | 0 | 0 | 0 | 0 | 0
2038-11-01 | 0 | 0 | 0 | 0 | 0 | 0 | 0 | 0 | 0 | 0 | 0
2038-12-01 | 0 | 0 | 0 | 0 | 0 | 0 | 0 | 0 | 0 | 0 | 0
2039-01-01 | 0 | 0 | 0 | 0 | 0 | 0 | 0 | 0 | 0 | 0 | 0
2039-02-01 | 0 | 0 | 0 | 0 | 0 | 0 | 0 | 0 | 0 | 0 | 0
2039-03-01 | 0 | 0 | 0 | 0 | 0 | 0 | 0 | 0 | 0 | 0 | 0
2039-04-01 | 0 | 0 | 0 | 0 | 0 | 0 | 0 | 0 | 0 | 0 | 0
2039-05-01 | 0 | 0 | 0 | 0 | 0 | 0 | 0 | 0 | 0 | 0 | 0
2039-06-01 | 0 | 0 | 0 | 0 | 0 | 0 | 0 | 0 | 0 | 0 | 0
2039-07-01 | 0 | 0 | 0 | 0 | 0 | 0 | 0 | 0 | 0 | 0 | 0
2039-08-01 | 0 | 0 | 0 | 0 | 0 | 0 | 0 | 0 | 0 | 0 | 0
2039-09-01 | 0 | 0 | 0 | 0 | 0 | 0 | 0 | 0 | 0 | 0 | 0
2039-10-01 | 0 | 0 | 0 | 0 | 0 | 0 | 0 | 0 | 0 | 0 | 0
2039-11-01 | 0 | 0 | 0 | 0 | 0 | 0 | 0 | 0 | 0 | 0 | 0
2039-12-01 | 0 | 0 | 0 | 0 | 0 | 0 | 0 | 0 | 0 | 0 | 0
2040-01-01 | 0 | 0 | 0 | 0 | 0 | 0 | 0 | 0 | 0 | 0 | 0
2040-02-01 | 0 | 0 | 0 | 0 | 0 | 0 | 0 | 0 | 0 | 0 | 0
2040-03-01 | 0 | 0 | 0 | 0 | 0 | 0 | 0 | 0 | 0 | 0 | 0
2040-04-01 | 0 | 0 | 0 | 0 | 0 | 0 | 0 | 0 | 0 | 0 | 0
2040-05-01 | 0 | 0 | 0 | 0 | 0 | 0 | 0 | 0 | 0 | 0 | 0
2040-06-01 | 0 | 0 | 0 | 0 | 0 | 0 | 0 | 0 | 0 | 0 | 0
2040-07-01 | 0 | 0 | 0 | 0 | 0 | 0 | 0 | 0 | 0 | 0 | 0
2040-08-01 | 0 | 0 | 0 | 0 | 0 | 0 | 0 | 0 | 0 | 0 | 0
2040-09-01 | 0 | 0 | 0 | 0 | 0 | 0 | 0 | 0 | 0 | 0 | 0
2040-10-01 | 0 | 0 | 0 | 0 | 0 | 0 | 0 | 0 | 0 | 0 | 0
2040-11-01 | 0 | 0 | 0 | 0 | 0 | 0 | 0 | 0 | 0 | 0 | 0
2040-12-01 | 0 | 0 | 0 | 0 | 0 | 0 | 0 | 0 | 0 | 0 | 0
2041-01-01 | 0 | 0 | 0 | 0 | 0 | 0 | 0 | 0 | 0 | 0 | 0
2041-02-01 | 0 | 0 | 0 | 0 | 0 | 0 | 0 | 0 | 0 | 0 | 0
2041-03-01 | 0 | 0 | 0 | 0 | 0 | 0 | 0 | 0 | 0 | 0 | 0
2041-04-01 | 0 | 0 | 0 | 0 | 0 | 0 | 0 | 0 | 0 | 0 | 0
2041-05-01 | 0 | 0 | 0 | 0 | 0 | 0 | 0 | 0 | 0 | 0 | 0
2041-06-01 | 0 | 0 | 0 | 0 | 0 | 0 | 0 | 0 | 0 | 0 | 0
2041-07-01 | 0 | 0 | 0 | 0 | 0 | 0 | 0 | 0 | 0 | 0 | 0
2041-08-01 | 0 | 0 | 0 | 0 | 0 | 0 | 0 | 0 | 0 | 0 | 0
2041-09-01 | 0 | 0 | 0 | 0 | 0 | 0 | 0 | 0 | 0 | 0 | 0
2041-10-01 | 0 | 0 | 0 | 0 | 0 | 0 | 0 | 0 | 0 | 0 | 0
2041-11-01 | 0 | 0 | 0 | 0 | 0 | 0 | 0 | 0 | 0 | 0 | 0
2041-12-01 | 0 | 0 | 0 | 0 | 0 | 0 | 0 | 0 | 0 | 0 | 0
2042-01-01 | 0 | 0 | 0 | 0 | 0 | 0 | 0 | 0 | 0 | 0 | 0
2042-02-01 | 0 | 0 | 0 | 0 | 0 | 0 | 0 | 0 | 0 | 0 | 0
2042-03-01 | 0 | 0 | 0 | 0 | 0 | 0 | 0 | 0 | 0 | 0 | 0
2042-04-01 | 0 | 0 | 0 | 0 | 0 | 0 | 0 | 0 | 0 | 0 | 0
2042-05-01 | 0 | 0 | 0 | 0 | 0 | 0 | 0 | 0 | 0 | 0 | 0
2042-06-01 | 0 | 0 | 0 | 0 | 0 | 0 | 0 | 0 | 0 | 0 | 0
2042-07-01 | 0 | 0 | 0 | 0 | 0 | 0 | 0 | 0 | 0 | 0 | 0
2042-08-01 | 0 | 0 | 0 | 0 | 0 | 0 | 0 | 0 | 0 | 0 | 0
2042-09-01 | 0 | 0 | 0 | 0 | 0 | 0 | 0 | 0 | 0 | 0 | 0
2042-10-01 | 0 | 0 | 0 | 0 | 0 | 0 | 0 | 0 | 0 | 0 | 0
2042-11-01 | 0 | 0 | 0 | 0 | 0 | 0 | 0 | 0 | 0 | 0 | 0
2042-12-01 | 0 | 0 | 0 | 0 | 0 | 0 | 0 | 0 | 0 | 0 | 0
2043-01-01 | 0 | 0 | 0 | 0 | 0 | 0 | 0 | 0 | 0 | 0 | 0
2043-02-01 | 0 | 0 | 0 | 0 | 0 | 0 | 0 | 0 | 0 | 0 | 0
2043-03-01 | 0 | 0 | 0 | 0 | 0 | 0 | 0 | 0 | 0 | 0 | 0
2043-04-01 | 0 | 0 | 0 | 0 | 0 | 0 | 0 | 0 | 0 | 0 | 0
2043-05-01 | 0 | 0 | 0 | 0 | 0 | 0 | 0 | 0 | 0 | 0 | 0
2043-06-01 | 0 | 0 | 0 | 0 | 0 | 0 | 0 | 0 | 0 | 0 | 0
2043-07-01 | 0 | 0 | 0 | 0 | 0 | 0 | 0 | 0 | 0 | 0 | 0
2043-08-01 | 0 | 0 | 0 | 0 | 0 | 0 | 0 | 0 | 0 | 0 | 0
2043-09-01 | 0 | 0 | 0 | 0 | 0 | 0 | 0 | 0 | 0 | 0 | 0
2043-10-01 | 0 | 0 | 0 | 0 | 0 | 0 | 0 | 0 | 0 | 0 | 0
2043-11-01 | 0 | 0 | 0 | 0 | 0 | 0 | 0 | 0 | 0 | 0 | 0
2043-12-01 | 0 | 0 | 0 | 0 | 0 | 0 | 0 | 0 | 0 | 0 | 0
2044-01-01 | 0 | 0 | 0 | 0 | 0 | 0 | 0 | 0 | 0 | 0 | 0
2044-02-01 | 0 | 0 | 0 | 0 | 0 | 0 | 0 | 0 | 0 | 0 | 0
2044-03-01 | 0 | 0 | 0 | 0 | 0 | 0 | 0 | 0 | 0 | 0 | 0
2044-04-01 | 0 | 0 | 0 | 0 | 0 | 0 | 0 | 0 | 0 | 0 | 0
2044-05-01 | 0 | 0 | 0 | 0 | 0 | 0 | 0 | 0 | 0 | 0 | 0
2044-06-01 | 0 | 0 | 0 | 0 | 0 | 0 | 0 | 0 | 0 | 0 | 0
2044-07-01 | 0 | 0 | 0 | 0 | 0 | 0 | 0 | 0 | 0 | 0 | 0
2044-08-01 | 0 | 0 | 0 | 0 | 0 | 0 | 0 | 0 | 0 | 0 | 0
2044-09-01 | 0 | 0 | 0 | 0 | 0 | 0 | 0 | 0 | 0 | 0 | 0
2044-10-01 | 0 | 0 | 0 | 0 | 0 | 0 | 0 | 0 | 0 | 0 | 0
2044-11-01 | 0 | 0 | 0 | 0 | 0 | 0 | 0 | 0 | 0 | 0 | 0
2044-12-01 | 0 | 0 | 0 | 0 | 0 | 0 | 0 | 0 | 0 | 0 | 0
2045-01-01 | 0 | 0 | 0 | 0 | 0 | 0 | 0 | 0 | 0 | 0 | 0
2045-02-01 | 0 | 0 | 0 | 0 | 0 | 0 | 0 | 0 | 0 | 0 | 0
2045-03-01 | 0 | 0 | 0 | 0 | 0 | 0 | 0 | 0 | 0 | 0 | 0
2045-04-01 | 0 | 0 | 0 | 0 | 0 | 0 | 0 | 0 | 0 | 0 | 0
2045-05-01 | 0 | 0 | 0 | 0 | 0 | 0 | 0 | 0 | 0 | 0 | 0
2045-06-01 | 0 | 0 | 0 | 0 | 0 | 0 | 0 | 0 | 0 | 0 | 0
2045-07-01 | 0 | 0 | 0 | 0 | 0 | 0 | 0 | 0 | 0 | 0 | 0
2045-08-01 | 0 | 0 | 0 | 0 | 0 | 0 | 0 | 0 | 0 | 0 | 0
2045-09-01 | 0 | 0 | 0 | 0 | 0 | 0 | 0 | 0 | 0 | 0 | 0
2045-10-01 | 0 | 0 | 0 | 0 | 0 | 0 | 0 | 0 | 0 | 0 | 0
2045-11-01 | 0 | 0 | 0 | 0 | 0 | 0 | 0 | 0 | 0 | 0 | 0
2045-12-01 | 0 | 0 | 0 | 0 | 0 | 0 | 0 | 0 | 0 | 0 | 0
2046-01-01 | 0 | 0 | 0 | 0 | 0 | 0 | 0 | 0 | 0 | 0 | 0
2046-02-01 | 0 | 0 | 0 | 0 | 0 | 0 | 0 | 0 | 0 | 0 | 0
2046-03-01 | 0 | 0 | 0 | 0 | 0 | 0 | 0 | 0 | 0 | 0 | 0
2046-04-01 | 0 | 0 | 0 | 0 | 0 | 0 | 0 | 0 | 0 | 0 | 0
2046-05-01 | 0 | 0 | 0 | 0 | 0 | 0 | 0 | 0 | 0 | 0 | 0
2046-06-01 | 0 | 0 | 0 | 0 | 0 | 0 | 0 | 0 | 0 | 0 | 0
2046-07-01 | 0 | 0 | 0 | 0 | 0 | 0 | 0 | 0 | 0 | 0 | 0
2046-08-01 | 0 | 0 | 0 | 0 | 0 | 0 | 0 | 0 | 0 | 0 | 0
2046-09-01 | 0 | 0 | 0 | 0 | 0 | 0 | 0 | 0 | 0 | 0 | 0
2046-10-01 | 0 | 0 | 0 | 0 | 0 | 0 | 0 | 0 | 0 | 0 | 0
2046-11-01 | 0 | 0 | 0 | 0 | 0 | 0 | 0 | 0 | 0 | 0 | 0
2046-12-01 | 0 | 0 | 0 | 0 | 0 | 0 | 0 | 0 | 0 | 0 | 0
2047-01-01 | 0 | 0 | 0 | 0 | 0 | 0 | 0 | 0 | 0 | 0 | 0
2047-02-01 | 0 | 0 | 0 | 0 | 0 | 0 | 0 | 0 | 0 | 0 | 0
2047-03-01 | 0 | 0 | 0 | 0 | 0 | 0 | 0 | 0 | 0 | 0 | 0
2047-04-01 | 0 | 0 | 0 | 0 | 0 | 0 | 0 | 0 | 0 | 0 | 0
2047-05-01 | 0 | 0 | 0 | 0 | 0 | 0 | 0 | 0 | 0 | 0 | 0
2047-06-01 | 0 | 0 | 0 | 0 | 0 | 0 | 0 | 0 | 0 | 0 | 0
2047-07-01 | 0 | 0 | 0 | 0 | 0 | 0 | 0 | 0 | 0 | 0 | 0
2047-08-01 | 0 | 0 | 0 | 0 | 0 | 0 | 0 | 0 | 0 | 0 | 0
2047-09-01 | 0 | 0 | 0 | 0 | 0 | 0 | 0 | 0 | 0 | 0 | 0
2047-10-01 | 0 | 0 | 0 | 0 | 0 | 0 | 0 | 0 | 0 | 0 | 0
2047-11-01 | 0 | 0 | 0 | 0 | 0 | 0 | 0 | 0 | 0 | 0 | 0
2047-12-01 | 0 | 0 | 0 | 0 | 0 | 0 | 0 | 0 | 0 | 0 | 0
2048-01-01 | 0 | 0 | 0 | 0 | 0 | 0 | 0 | 0 | 0 | 0 | 0
2048-02-01 | 0 | 0 | 0 | 0 | 0 | 0 | 0 | 0 | 0 | 0 | 0
2048-03-01 | 0 | 0 | 0 | 0 | 0 | 0 | 0 | 0 | 0 | 0 | 0
2048-04-01 | 0 | 0 | 0 | 0 | 0 | 0 | 0 | 0 | 0 | 0 | 0
2048-05-01 | 0 | 0 | 0 | 0 | 0 | 0 | 0 | 0 | 0 | 0 | 0
2048-06-01 | 0 | 0 | 0 | 0 | 0 | 0 | 0 | 0 | 0 | 0 | 0
2048-07-01 | 0 | 0 | 0 | 0 | 0 | 0 | 0 | 0 | 0 | 0 | 0
2048-08-01 | 0 | 0 | 0 | 0 | 0 | 0 | 0 | 0 | 0 | 0 | 0
2048-09-01 | 0 | 0 | 0 | 0 | 0 | 0 | 0 | 0 | 0 | 0 | 0
2048-10-01 | 0 | 0 | 0 | 0 | 0 | 0 | 0 | 0 | 0 | 0 | 0
2048-11-01 | 0 | 0 | 0 | 0 | 0 | 0 | 0 | 0 | 0 | 0 | 0
2048-12-01 | 0 | 0 | 0 | 0 | 0 | 0 | 0 | 0 | 0 | 0 | 0
2049-01-01 | 0 | 0 | 0 | 0 | 0 | 0 | 0 | 0 | 0 | 0 | 0
2049-02-01 | 0 | 0 | 0 | 0 | 0 | 0 | 0 | 0 | 0 | 0 | 0
2049-03-01 | 0 | 0 | 0 | 0 | 0 | 0 | 0 | 0 | 0 | 0 | 0
2049-04-01 | 0 | 0 | 0 | 0 | 0 | 0 | 0 | 0 | 0 | 0 | 0
2049-05-01 | 0 | 0 | 0 | 0 | 0 | 0 | 0 | 0 | 0 | 0 | 0
2049-06-01 | 0 | 0 | 0 | 0 | 0 | 0 | 0 | 0 | 0 | 0 | 0
2049-07-01 | 0 | 0 | 0 | 0 | 0 | 0 | 0 | 0 | 0 | 0 | 0
2049-08-01 | 0 | 0 | 0 | 0 | 0 | 0 | 0 | 0 | 0 | 0 | 0
2049-09-01 | 0 | 0 | 0 | 0 | 0 | 0 | 0 | 0 | 0 | 0 | 0
2049-10-01 | 0 | 0 | 0 | 0 | 0 | 0 | 0 | 0 | 0 | 0 | 0
2049-11-01 | 0 | 0 | 0 | 0 | 0 | 0 | 0 | 0 | 0 | 0 | 0
2049-12-01 | 0 | 0 | 0 | 0 | 0 | 0 | 0 | 0 | 0 | 0 | 0
2050-01-01 | 0 | 0 | 0 | 0 | 0 | 0 | 0 | 0 | 0 | 0 | 0
2050-02-01 | 0 | 0 | 0 | 0 | 0 | 0 | 0 | 0 | 0 | 0 | 0
2050-03-01 | 0 | 0 | 0 | 0 | 0 | 0 | 0 | 0 | 0 | 0 | 0
2050-04-01 | 0 | 0 | 0 | 0 | 0 | 0 | 0 | 0 | 0 | 0 | 0
2050-05-01 | 0 | 0 | 0 | 0 | 0 | 0 | 0 | 0 | 0 | 0 | 0
2050-06-01 | 0 | 0 | 0 | 0 | 0 | 0 | 0 | 0 | 0 | 0 | 0
2050-07-01 | 0 | 0 | 0 | 0 | 0 | 0 | 0 | 0 | 0 | 0 | 0
2050-08-01 | 0 | 0 | 0 | 0 | 0 | 0 | 0 | 0 | 0 | 0 | 0
2050-09-01 | 0 | 0 | 0 | 0 | 0 | 0 | 0 | 0 | 0 | 0 | 0
2050-10-01 | 0 | 0 | 0 | 0 | 0 | 0 | 0 | 0 | 0 | 0 | 0
2050-11-01 | 0 | 0 | 0 | 0 | 0 | 0 | 0 | 0 | 0 | 0 | 0
2050-12-01 | 0 | 0 | 0 | 0 | 0 | 0 | 0 | 0 | 0 | 0 | 0
2051-01-01 | 0 | 0 | 0 | 0 | 0 | 0 | 0 | 0 | 0 | 0 | 0
2051-02-01 | 0 | 0 | 0 | 0 | 0 | 0 | 0 | 0 | 0 | 0 | 0
2051-03-01 | 0 | 0 | 0 | 0 | 0 | 0 | 0 | 0 | 0 | 0 | 0
2051-04-01 | 0 | 0 | 0 | 0 | 0 | 0 | 0 | 0 | 0 | 0 | 0
2051-05-01 | 0 | 0 | 0 | 0 | 0 | 0 | 0 | 0 | 0 | 0 | 0
2051-06-01 | 0 | 0 | 0 | 0 | 0 | 0 | 0 | 0 | 0 | 0 | 0
2051-07-01 | 0 | 0 | 0 | 0 | 0 | 0 | 0 | 0 | 0 | 0 | 0
2051-08-01 | 0 | 0 | 0 | 0 | 0 | 0 | 0 | 0 | 0 | 0 | 0
Sum | 0 | 0 | 0 | 0 | 0 | 0 | 0 | 0 | 0 | 0 | 0

## Wastewater Reuse Agadir
Transmission Link Flow
Scenario: Reference CC, All months (12)
Cubic Meter
"Transmission Link from Withdrawal Node 5 to Agadir"
2018-09-01 | 0
2018-10-01 | 0
2018-11-01 | 0
2018-12-01 | 0
2019-01-01 | 0
2019-02-01 | 0
2019-03-01 | 0
2019-04-01 | 0
2019-05-01 | 0
2019-06-01 | 0
2019-07-01 | 0
2019-08-01 | 0
2019-09-01 | 0
2019-10-01 | 0
2019-11-01 | 0
2019-12-01 | 0
2020-01-01 | 0
2020-02-01 | 0
2020-03-01 | 0
2020-04-01 | 0
2020-05-01 | 0
2020-06-01 | 0
2020-07-01 | 0
2020-08-01 | 0
2020-09-01 | 0
2020-10-01 | 0
2020-11-01 | 0
2020-12-01 | 0
2021-01-01 | 0
2021-02-01 | 0
2021-03-01 | 0
2021-04-01 | 0
2021-05-01 | 0
2021-06-01 | 0
2021-07-01 | 0
2021-08-01 | 0
2021-09-01 | 0
2021-10-01 | 0
2021-11-01 | 0
2021-12-01 | 0
2022-01-01 | 0
2022-02-01 | 0
2022-03-01 | 0
2022-04-01 | 0
2022-05-01 | 0
2022-06-01 | 0
2022-07-01 | 0
2022-08-01 | 0
2022-09-01 | 0
2022-10-01 | 0
2022-11-01 | 0
2022-12-01 | 0
2023-01-01 | 0
2023-02-01 | 0
2023-03-01 | 0
2023-04-01 | 0
2023-05-01 | 0
2023-06-01 | 0
2023-07-01 | 0
2023-08-01 | 0
2023-09-01 | 0
2023-10-01 | 0
2023-11-01 | 0
2023-12-01 | 0
2024-01-01 | 0
2024-02-01 | 0
2024-03-01 | 0
2024-04-01 | 0
2024-05-01 | 0
2024-06-01 | 0
2024-07-01 | 0
2024-08-01 | 0
2024-09-01 | 0
2024-10-01 | 0
2024-11-01 | 0
2024-12-01 | 0
2025-01-01 | 0
2025-02-01 | 0
2025-03-01 | 0
2025-04-01 | 0
2025-05-01 | 0
2025-06-01 | 0
2025-07-01 | 0
2025-08-01 | 0
2025-09-01 | 0
2025-10-01 | 0
2025-11-01 | 0
2025-12-01 | 0
2026-01-01 | 0
2026-02-01 | 0
2026-03-01 | 0
2026-04-01 | 0
2026-05-01 | 0
2026-06-01 | 0
2026-07-01 | 0
2026-08-01 | 0
2026-09-01 | 0
2026-10-01 | 0
2026-11-01 | 0
2026-12-01 | 0
2027-01-01 | 0
2027-02-01 | 0
2027-03-01 | 0
2027-04-01 | 0
2027-05-01 | 0
2027-06-01 | 0
2027-07-01 | 0
2027-08-01 | 0
2027-09-01 | 0
2027-10-01 | 0
2027-11-01 | 0
2027-12-01 | 0
2028-01-01 | 0
2028-02-01 | 0
2028-03-01 | 0
2028-04-01 | 0
2028-05-01 | 0
2028-06-01 | 0
2028-07-01 | 0
2028-08-01 | 0
2028-09-01 | 0
2028-10-01 | 0
2028-11-01 | 0
2028-12-01 | 0
2029-01-01 | 0
2029-02-01 | 0
2029-03-01 | 0
2029-04-01 | 0
2029-05-01 | 0
2029-06-01 | 0
2029-07-01 | 0
2029-08-01 | 0
2029-09-01 | 0
2029-10-01 | 0
2029-11-01 | 0
2029-12-01 | 0
2030-01-01 | 0
2030-02-01 | 0
2030-03-01 | 0
2030-04-01 | 0
2030-05-01 | 0
2030-06-01 | 0
2030-07-01 | 0
2030-08-01 | 0
2030-09-01 | 0
2030-10-01 | 0
2030-11-01 | 0
2030-12-01 | 0
2031-01-01 | 0
2031-02-01 | 0
2031-03-01 | 0
2031-04-01 | 0
2031-05-01 | 0
2031-06-01 | 0
2031-07-01 | 0
2031-08-01 | 0
2031-09-01 | 0
2031-10-01 | 0
2031-11-01 | 0
2031-12-01 | 0
2032-01-01 | 0
2032-02-01 | 0
2032-03-01 | 0
2032-04-01 | 0
2032-05-01 | 0
2032-06-01 | 0
2032-07-01 | 0
2032-08-01 | 0
2032-09-01 | 0
2032-10-01 | 0
2032-11-01 | 0
2032-12-01 | 0
2033-01-01 | 0
2033-02-01 | 0
2033-03-01 | 0
2033-04-01 | 0
2033-05-01 | 0
2033-06-01 | 0
2033-07-01 | 0
2033-08-01 | 0
2033-09-01 | 0
2033-10-01 | 0
2033-11-01 | 0
2033-12-01 | 0
2034-01-01 | 0
2034-02-01 | 0
2034-03-01 | 0
2034-04-01 | 0
2034-05-01 | 0
2034-06-01 | 0
2034-07-01 | 0
2034-08-01 | 0
2034-09-01 | 0
2034-10-01 | 0
2034-11-01 | 0
2034-12-01 | 0
2035-01-01 | 0
2035-02-01 | 0
2035-03-01 | 0
2035-04-01 | 0
2035-05-01 | 0
2035-06-01 | 0
2035-07-01 | 0
2035-08-01 | 0
2035-09-01 | 0
2035-10-01 | 0
2035-11-01 | 0
2035-12-01 | 0
2036-01-01 | 0
2036-02-01 | 0
2036-03-01 | 0
2036-04-01 | 0
2036-05-01 | 0
2036-06-01 | 0
2036-07-01 | 0
2036-08-01 | 0
2036-09-01 | 0
2036-10-01 | 0
2036-11-01 | 0
2036-12-01 | 0
2037-01-01 | 0
2037-02-01 | 0
2037-03-01 | 0
2037-04-01 | 0
2037-05-01 | 0
2037-06-01 | 0
2037-07-01 | 0
2037-08-01 | 0
2037-09-01 | 0
2037-10-01 | 0
2037-11-01 | 0
2037-12-01 | 0
2038-01-01 | 0
2038-02-01 | 0
2038-03-01 | 0
2038-04-01 | 0
2038-05-01 | 0
2038-06-01 | 0
2038-07-01 | 0
2038-08-01 | 0
2038-09-01 | 0
2038-10-01 | 0
2038-11-01 | 0
2038-12-01 | 0
2039-01-01 | 0
2039-02-01 | 0
2039-03-01 | 0
2039-04-01 | 0
2039-05-01 | 0
2039-06-01 | 0
2039-07-01 | 0
2039-08-01 | 0
2039-09-01 | 0
2039-10-01 | 0
2039-11-01 | 0
2039-12-01 | 0
2040-01-01 | 0
2040-02-01 | 0
2040-03-01 | 0
2040-04-01 | 0
2040-05-01 | 0
2040-06-01 | 0
2040-07-01 | 0
2040-08-01 | 0
2040-09-01 | 0
2040-10-01 | 0
2040-11-01 | 0
2040-12-01 | 0
2041-01-01 | 0
2041-02-01 | 0
2041-03-01 | 0
2041-04-01 | 0
2041-05-01 | 0
2041-06-01 | 0
2041-07-01 | 0
2041-08-01 | 0
2041-09-01 | 0
2041-10-01 | 0
2041-11-01 | 0
2041-12-01 | 0
2042-01-01 | 0
2042-02-01 | 0
2042-03-01 | 0
2042-04-01 | 0
2042-05-01 | 0
2042-06-01 | 0
2042-07-01 | 0
2042-08-01 | 0
2042-09-01 | 0
2042-10-01 | 0
2042-11-01 | 0
2042-12-01 | 0
2043-01-01 | 0
2043-02-01 | 0
2043-03-01 | 0
2043-04-01 | 0
2043-05-01 | 0
2043-06-01 | 0
2043-07-01 | 0
2043-08-01 | 0
2043-09-01 | 0
2043-10-01 | 0
2043-11-01 | 0
2043-12-01 | 0
2044-01-01 | 0
2044-02-01 | 0
2044-03-01 | 0
2044-04-01 | 0
2044-05-01 | 0
2044-06-01 | 0
2044-07-01 | 0
2044-08-01 | 0
2044-09-01 | 0
2044-10-01 | 0
2044-11-01 | 0
2044-12-01 | 0
2045-01-01 | 0
2045-02-01 | 0
2045-03-01 | 0
2045-04-01 | 0
2045-05-01 | 0
2045-06-01 | 0
2045-07-01 | 0
2045-08-01 | 0
2045-09-01 | 0
2045-10-01 | 0
2045-11-01 | 0
2045-12-01 | 0
2046-01-01 | 0
2046-02-01 | 0
2046-03-01 | 0
2046-04-01 | 0
2046-05-01 | 0
2046-06-01 | 0
2046-07-01 | 0
2046-08-01 | 0
2046-09-01 | 0
2046-10-01 | 0
2046-11-01 | 0
2046-12-01 | 0
2047-01-01 | 0
2047-02-01 | 0
2047-03-01 | 0
2047-04-01 | 0
2047-05-01 | 0
2047-06-01 | 0
2047-07-01 | 0
2047-08-01 | 0
2047-09-01 | 0
2047-10-01 | 0
2047-11-01 | 0
2047-12-01 | 0
2048-01-01 | 0
2048-02-01 | 0
2048-03-01 | 0
2048-04-01 | 0
2048-05-01 | 0
2048-06-01 | 0
2048-07-01 | 0
2048-08-01 | 0
2048-09-01 | 0
2048-10-01 | 0
2048-11-01 | 0
2048-12-01 | 0
2049-01-01 | 0
2049-02-01 | 0
2049-03-01 | 0
2049-04-01 | 0
2049-05-01 | 0
2049-06-01 | 0
2049-07-01 | 0
2049-08-01 | 0
2049-09-01 | 0
2049-10-01 | 0
2049-11-01 | 0
2049-12-01 | 0
2050-01-01 | 0
2050-02-01 | 0
2050-03-01 | 0
2050-04-01 | 0
2050-05-01 | 0
2050-06-01 | 0
2050-07-01 | 0
2050-08-01 | 0
2050-09-01 | 0
2050-10-01 | 0
2050-11-01 | 0
2050-12-01 | 0
2051-01-01 | 0
2051-02-01 | 0
2051-03-01 | 0
2051-04-01 | 0
2051-05-01 | 0
2051-06-01 | 0
2051-07-01 | 0
2051-08-01 | 0
Sum | 0