## ReadMe
Scenario | Wastewater Reuse No Desal
Tab | Units | Description | Notes
Desalination | Cubic Meters | Volume of water delivered from desalination plant
GW Change in Elev | meters | Change in groundwater elevation from intial condition | Only Chtouka and Souss GW can be validated with observation data
GP Irrigation | Cubic Meters | Volume of water pumped from groundwater for irrigation
GP Domestic | Cubic Meters | Volume of water pumped from groundwater for domestic
MAR | Cubic Meters | Volume of water sent to groundwater. Managed Aquifer Recharge (MAR)
SW Irrigation | Cubic Meters | Volume of surface water delivered for irrigation
SW Domestic | Cubic Meters | Volume of surface water delivered to domestic users
WWTP Inflow | Cubic Meters | Volume of water sent to wastewater treatment plant
AgWaterDemand | Cubic Meters | Monthly agricultural water demand
DomWaterDemand | Cubic Meters | Monthly domestic water demand
DomSupplyReq | Cubic Meters | Monthly domestic supply requirement | Supply requirement = Water Demand + Losses
Wastewater Reuse AG | Cubic Meters | Volume of water delivered for irrigation from WWTP's
Wastewater Reuse Agadir | Cubic Meters | Volume of water delivered for administrative use in Agadir from WWTP
Annual Crop Production | Tonnes
Update Results
Clear Results

## Annual Crop Production
Annual Crop Production
Levels, Branch: Demand Sites and Catchments, Levels: 2, Scenario: Wastewater Reuse No Desal, All Crops (180), All Tags (10)
Tonne
| "I_El Guerdane\Arbres" | "I_El Guerdane\Cereales" | "I_El Guerdane\Fourrages" | "I_El Guerdane\Maraichages_PC" | "I_El Guerdane\Maraichages_SS" | "I_G1 Aoulouz\Arbres" | "I_G1 Aoulouz\Cereales" | "I_G1 Aoulouz\Fourrages" | "I_Modern Prive Chtouka\Arbres" | "I_Modern Prive Chtouka\Cereales" | "I_Modern Prive Chtouka\Maraichages_PC" | "I_Modern Public Massa\Arboriculture" | "I_Modern Public Massa\Cereales" | "I_Modern Public Massa\Fourrages" | "I_Modern Public Massa\Maraichage_PC" | "I_Moderne Prive Massa\Arbres" | "I_Moderne Prive Massa\Cereales" | "I_Moderne Prive Massa\Fourrages" | "I_Moderne Prive Massa\Maraichages_PC" | "I_Moderne Prive Massa\Maraichages_SS" | "I_Moderne Prive Souss\Arbres" | "I_Moderne Prive Souss\Bananier" | "I_Moderne Prive Souss\Cereales" | "I_Moderne Prive Souss\Fourrages" | "I_Moderne Prive Souss\Maraichages_SS" | "I_Moderne Public Issen\Arboriculture" | "I_Moderne Public Issen\Cereales" | "I_Moderne Public Issen\Fourrages" | "I_Moderne Public Issen\Maraichage_PC" | "I_Moderne Public Souss Amont\Arboriculture" | "I_Moderne Public Souss Amont\Cereales" | "I_Moderne Public Souss Amont\Fourrages" | "I_Moderne Public Souss Amont\Maraichage_PC" | I_Oughzifen\Arbres | I_Oughzifen\Cereales | I_Oughzifen\Fourrages | I_Oughzifen\Maraichages_PC | I_Oughzifen\Maraichages_SS | "I_PMH Anti Atlas Ait Baha\Arbres" | "I_PMH Anti Atlas Ait Baha\Cereales" | "I_PMH Anti Atlas Ait Baha\Maraichages_PC" | "I_PMH Anti Atlas Ighrem\Arbres" | "I_PMH Anti Atlas Ighrem\Cereales" | "I_PMH Anti Atlas Ighrem\Maraichages_PC" | "I_PMH de Tiznit\Arbres" | "I_PMH de Tiznit\Cereales" | "I_PMH de Tiznit\Fourrages" | "I_PMH de Tiznit\Maraichages_PC" | "I_PMH Montagne Souss\Arbres" | "I_PMH Montagne Souss\Cereales" | "I_PMH Montagne Souss\Fourrages" | "I_PMH Montagne Souss\Maraichages_PC" | "I_PMH Taliouine Tifnoute\Cereales" | "I_PMH Taliouine Tifnoute\Fourrages" | "I_PMH Taliouine Tifnoute\Maraichages_PC" | "I_PMH Tamri Tamraght\Arbres" | "I_PMH Tamri Tamraght\Cereales" | "I_PMH Tamri Tamraght\Fourrages" | I_Tassila\Fourrages | "I_Traditional Rehabilite du Souss Perimetre Diffus\Arbres" | "I_Traditional Rehabilite du Souss Perimetre Diffus\Cereales" | "I_Traditional Rehabilite du Souss Perimetre Diffus\Fourrages" | "I_Traditional Rehabilite du Souss Perimetre Diffus\Maraichages_PC" | "I_Traditional Rehabilite Issen\Arboriculture" | "I_Traditional Rehabilite Issen\Cereales" | "I_Traditional Rehabilite Issen\Fourrages" | "I_Traditional Rehabilite Issen\Maraichage_PC" | "I_Traditionnel non Rehabilite 2eme\Arbres" | "I_Traditionnel non Rehabilite 2eme\Cereales" | "I_Traditionnel non Rehabilite 2eme\Fourrages" | "I_Traditionnel non Rehabilite 2eme\Maraichages_PC" | "I_Traditionnel rehabilite du Souss 1ere\Arbres" | "I_Traditionnel rehabilite du Souss 1ere\Cereales" | "I_Traditionnel rehabilite du Souss 1ere\Fourrages" | "I_Traditionnel rehabilite du Souss 1ere\Maraichages_PC" | "I_Traditionnel Rehabilite Souss Amont\Arboriculture" | "I_Traditionnel Rehabilite Souss Amont\Cereales" | "I_Traditionnel Rehabilite Souss Amont\Fourrages" | "I_Traditionnel Rehabilite Souss Amont\Maraichage_PC" | Sum
2019 | 48600 | 14700 | 45000 | 15000 | 100000 | 12150 | 9973.52 | 2250 | 36450 | 12966 | 15750 | 13997.1 | 3196.5 | 53472.3 | 57834.5 | 9450 | 3150 | 67500 | 36000 | 337336 | 151944 | 0 | 60600 | 161600 | 444400 | 44041.5 | 3580.04 | 13567.5 | 11572 | 30925.6 | 3211.97 | 125812 | 29416.2 | 198.9 | 56.355 | 939.25 | 861.9 | 3315 | 572.4 | 4197.6 | 4452 | 635 | 5410.2 | 3048 | 3095.2 | 3080.2 | 38879.2 | 9381 | 3110.25 | 508.95 | 107445 | 6786 | 22152.6 | 15880 | 7146 | 234 | 3088.8 | 14820 | 16650 | 547.001 | 21.2161 | 25879 | 1701.31 | 27882.7 | 1196.82 | 4383.69 | 535 | 4978.8 | 764.816 | 171366 | 13695.4 | 4240.05 | 251.413 | 184906 | 11047.2 | 6162.12 | 62.8898 | 23668.7 | 5235.38 | 2739916
2020 | 48600 | 14700 | 45000 | 15000 | 99964 | 12150 | 10800 | 2250 | 36450 | 14850 | 15750 | 16903.5 | 3859.72 | 62725.2 | 72559.4 | 9450 | 3657.98 | 67500 | 36000 | 337500 | 152712 | 161600 | 79553.9 | 161600 | 444400 | 54085 | 4128 | 14637.5 | 11572 | 32007.7 | 3526.5 | 130302 | 29312.9 | 198.9 | 56.355 | 939.25 | 861.9 | 3315 | 572.4 | 4197.6 | 4452 | 635 | 5410.2 | 3048 | 3095.2 | 2912.85 | 33943.3 | 9381 | 3110.25 | 508.95 | 107445 | 6786 | 21814.5 | 15880 | 7146 | 234 | 3088.8 | 14820 | 20750 | 815.335 | 119.6 | 25911.9 | 1829.17 | 27913 | 1380 | 3646.43 | 535 | 4978.8 | 723.819 | 110176 | 13830 | 5574.59 | 914.4 | 190348 | 11304.4 | 14641.8 | 204.073 | 20787.5 | 6023.88 | 2921367
2021 | 48600 | 13270.6 | 45000 | 15000 | 100000 | 1793.38 | 10733.7 | 2250 | 36450 | 14850 | 15750 | 16903.5 | 3954 | 63427 | 72593.4 | 9450 | 3072.51 | 67500 | 36000 | 337500 | 152712 | 161600 | 73149.3 | 161600 | 444400 | 54085.6 | 3618.54 | 14637.5 | 11566.5 | 32007.7 | 3526.5 | 130302 | 29416.2 | 198.9 | 56.355 | 939.25 | 861.9 | 3315 | 566.144 | 4197.6 | 3707.97 | 635 | 5410.2 | 3048 | 3095.2 | 3132.3 | 26189 | 9381 | 3110.25 | 508.95 | 107445 | 6786 | 22152.6 | 15880 | 7146 | 234 | 3088.8 | 14820 | 20750 | 812.044 | 131.32 | 27918.5 | 1823.5 | 27913 | 1209.68 | 3073.36 | 534.548 | 4978.8 | 814.804 | 135939 | 13830 | 5588 | 732.238 | 172439 | 12192 | 15944.8 | 233.209 | 19714.3 | 6098.32 | 2905295
2022 | 48600 | 14700 | 45000 | 15000 | 100000 | 6875.27 | 2723.51 | 1161.11 | 36450 | 14850 | 15750 | 16903.5 | 3461.05 | 63427 | 72594.3 | 9450 | 3532.41 | 67500 | 36000 | 337396 | 152712 | 161600 | 73764.3 | 161600 | 444218 | 54085.6 | 4128 | 14637.5 | 11572 | 31995.2 | 3526.5 | 130302 | 29416.2 | 198.9 | 56.355 | 939.25 | 861.9 | 3315 | 436.629 | 3742.79 | 4452 | 635 | 5410.2 | 3048 | 3095.2 | 3132.3 | 30268.2 | 9381 | 3110.25 | 508.95 | 107445 | 6786 | 22150.9 | 15880 | 7146 | 234 | 3088.8 | 14820 | 20750 | 647.364 | 82.8592 | 4468.44 | 1771.13 | 27562.9 | 1273.18 | 3855.32 | 440.959 | 4569.63 | 678.333 | 38892.1 | 13830 | 4944.88 | 862.801 | 42538.8 | 12192 | 11893 | 197.294 | 19586.1 | 5405.65 | 2651517
2023 | 48600 | 14700 | 45000 | 15000 | 100000 | 1396.74 | 9157.21 | 2250 | 36450 | 11970.9 | 15750 | 16903.5 | 3903.24 | 63427 | 72599.2 | 9450 | 3862.13 | 67500 | 36000 | 337500 | 140385 | 161600 | 60277.1 | 161600 | 442293 | 54085.6 | 3227.5 | 14637.5 | 11494.9 | 32007.7 | 3526.5 | 130302 | 29237.7 | 198.9 | 56.355 | 939.25 | 861.9 | 3315 | 45.5785 | 45.0293 | 1539.68 | 635 | 5410.2 | 3048 | 3095.2 | 3132.3 | 22631.2 | 9381 | 3110.25 | 450.479 | 107445 | 6786 | 22152.6 | 15880 | 7146 | 214.85 | 2975.14 | 14752.9 | 20750 | 434.122 | 43.7627 | 16867.8 | 989.899 | 2696.37 | 183.196 | 2661.93 | 253.159 | 1675.55 | 340.475 | 83272.5 | 9362.74 | 1913.94 | 399.896 | 98824.1 | 9788.19 | 6087.53 | 69.2601 | 19867.8 | 3661.27 | 2671485
2024 | 48600 | 14700 | 45000 | 15000 | 100000 | 2689.9 | 1813.9 | 2122 | 36450 | 14850 | 15750 | 16903.5 | 3577.27 | 63427 | 72468.2 | 9450 | 3684.09 | 67500 | 36000 | 337500 | 152712 | 158497 | 73582.4 | 161600 | 444400 | 54085.6 | 4128 | 14637.5 | 11554.2 | 32007.7 | 3526.5 | 130302 | 29416.2 | 198.9 | 56.355 | 939.25 | 861.9 | 3315 | 121.435 | 974.043 | 1371.33 | 635 | 4920.76 | 3048 | 3095.2 | 3021.68 | 22303.8 | 9381 | 3110.25 | 508.95 | 107445 | 6786 | 20864.6 | 15880 | 7146 | 232.375 | 1293.16 | 12010.3 | 20750 | 560.6 | 16.9019 | 12681 | 1682.49 | 3697.85 | 9.7191e-10 | 922.488 | 421.046 | 4080.23 | 249.42 | 88064 | 12732.8 | 4012.63 | 153.926 | 90452.3 | 12000.9 | 7976.99 | 54.5821 | 19668.8 | 4761.98 | 2692395
2025 | 48600 | 14700 | 45000 | 15000 | 100000 | 12150 | 7319.47 | 1582.61 | 36450 | 14850 | 15750 | 16903.5 | 3954 | 63326.4 | 72353.4 | 9450 | 3717.8 | 67500 | 36000 | 337500 | 149635 | 161600 | 76587.1 | 161600 | 444400 | 54085.6 | 4128 | 14637.5 | 11516.9 | 31984 | 3526.5 | 130302 | 29416.2 | 198.9 | 56.355 | 939.25 | 861.9 | 3315 | 191.13 | 944.106 | 3784.31 | 635 | 5410.2 | 3048 | 3095.2 | 3022.53 | 38809.1 | 9381 | 3110.25 | 508.95 | 107445 | 6786 | 22152.6 | 15880 | 7146 | 234 | 2906.01 | 14820 | 20750 | 425.266 | 13.4945 | 21581.4 | 1617.54 | 10693.5 | 369.243 | 2269.04 | 386.992 | 4680.9 | 480.38 | 141643 | 13754.8 | 3929.35 | 179.237 | 148809 | 10392.5 | 6105.51 | 47.5382 | 22840.8 | 4915.39 | 2866092
2026 | 48600 | 14700 | 45000 | 15000 | 100000 | 11502.7 | 5762.77 | 1413.77 | 36431.5 | 14850 | 15750 | 16899.8 | 3954 | 63427 | 72455.6 | 9445.22 | 3589.87 | 67500 | 36000 | 337500 | 152712 | 161600 | 81484.5 | 161600 | 444400 | 54085.6 | 3587.68 | 14637.5 | 11572 | 32007.6 | 3526.5 | 130302 | 29412.1 | 198.9 | 56.355 | 939.25 | 861.9 | 3315 | 361.137 | 2074.36 | 4452 | 635 | 5410.2 | 3048 | 3095.2 | 3132.3 | 40885.3 | 9381 | 3110.25 | 508.95 | 107445 | 6786 | 22152.6 | 15880 | 7146 | 192.597 | 2433.43 | 13621 | 20750 | 831.246 | 110.925 | 21342.3 | 1842.8 | 27913 | 1380 | 2985.52 | 535 | 4978.8 | 829.609 | 123743 | 13830 | 5587.39 | 914.221 | 146523 | 12183.1 | 15312.4 | 284.927 | 23738.7 | 6073.6 | 2889520
2027 | 48600 | 14145.2 | 45000 | 15000 | 100000 | 0 | 10562.2 | 2250 | 36450 | 14850 | 15750 | 16903.5 | 3774.06 | 63427 | 72599.2 | 9450 | 3578.42 | 67500 | 36000 | 337500 | 152712 | 161600 | 80611.1 | 160683 | 444400 | 54085.6 | 4128 | 14637.5 | 11557.3 | 32007.7 | 3462.9 | 130302 | 29416.2 | 198.9 | 51.1246 | 939.25 | 861.9 | 3315 | 436.242 | 3542.89 | 2569.05 | 635 | 5410.2 | 3048 | 3095.2 | 3132.3 | 41560.9 | 9381 | 3110.25 | 508.95 | 107445 | 6786 | 22152.6 | 15880 | 7146 | 156.363 | 1605.68 | 14820 | 20750 | 569.759 | 46.9747 | 19522 | 1620.91 | 4636.99 | 759.998 | 3799.7 | 468.834 | 4092.34 | 515.494 | 135923 | 12608 | 4266.5 | 713.805 | 123540 | 10781.5 | 10102.2 | 78.859 | 20646.9 | 4813.85 | 2830988
2028 | 48600 | 14700 | 45000 | 15000 | 100000 | 12150 | 10800 | 2250 | 36450 | 14850 | 15750 | 16903.5 | 3954 | 63427 | 72599.2 | 9450 | 3433.7 | 67500 | 36000 | 337500 | 152712 | 161600 | 77221.5 | 161600 | 444180 | 54085.6 | 4110.19 | 14637.5 | 11572 | 32007.7 | 3526.5 | 130302 | 29416.2 | 198.9 | 56.355 | 939.25 | 861.9 | 3315 | 572.4 | 4197.6 | 4452 | 635 | 5410.2 | 3048 | 3095.2 | 3132.3 | 29823.6 | 9381 | 3110.25 | 506.426 | 107445 | 6786 | 19712 | 15880 | 7146 | 234 | 3088.8 | 14820 | 20750 | 831.6 | 138.541 | 29242.2 | 1681.34 | 19774.7 | 1380 | 4114.32 | 535 | 4978.8 | 829.8 | 173752 | 13830 | 5588 | 914.4 | 189646 | 12192 | 16122.8 | 281.775 | 24655.4 | 5552.24 | 2977927
2029 | 48600 | 14700 | 45000 | 15000 | 100000 | 12150 | 10800 | 2250 | 36450 | 14850 | 15750 | 16903.5 | 3954 | 63427 | 72598.4 | 9450 | 3584.5 | 67500 | 36000 | 337340 | 152712 | 161600 | 80279.6 | 161600 | 444210 | 54085.6 | 4073.13 | 14637.5 | 11572 | 32007.7 | 3526.5 | 130302 | 29416.2 | 198.9 | 56.355 | 939.25 | 861.9 | 3315 | 572.4 | 4197.6 | 4353.5 | 635 | 5410.2 | 3048 | 3095.2 | 3132.3 | 24356.4 | 9381 | 3110.25 | 508.95 | 107445 | 6786 | 22152.6 | 15880 | 7146 | 234 | 3088.8 | 14820 | 20750 | 692.523 | 85.6844 | 22828.4 | 1753.19 | 27913 | 1380 | 4371 | 535 | 4978.8 | 829.8 | 131880 | 13830 | 5567.21 | 808.114 | 152280 | 12192 | 15828.7 | 217.575 | 24221.9 | 5600.56 | 2899597
2030 | 48600 | 14599.3 | 45000 | 15000 | 100000 | 12150 | 10800 | 2250 | 36450 | 14850 | 15750 | 16903.5 | 3954 | 63427 | 72324 | 9450 | 3794.7 | 67500 | 36000 | 337500 | 152332 | 161600 | 78249.7 | 158356 | 444400 | 54085.6 | 4128 | 14637.5 | 11512.3 | 32007.7 | 3448.38 | 130302 | 29416.2 | 198.9 | 55.2277 | 939.25 | 861.9 | 3315 | 347.311 | 3935.83 | 2911.15 | 635 | 5410.2 | 3048 | 3095.2 | 3132.3 | 27291 | 9381 | 3110.25 | 508.95 | 107445 | 6786 | 22152.6 | 15880 | 7146 | 234 | 2706.95 | 14820 | 20750 | 569.912 | 60.5461 | 16411.9 | 1694.93 | 27913 | 1369.62 | 3520.05 | 530.077 | 4978.8 | 631.435 | 108273 | 13332.1 | 4549.89 | 505.358 | 109504 | 12078.9 | 8685.17 | 141.499 | 21621 | 5662.05 | 2808908
2031 | 48600 | 13662 | 45000 | 15000 | 100000 | 12150 | 10562 | 2250 | 36450 | 14850 | 15750 | 16903.5 | 3954 | 63427 | 72342.7 | 9450 | 3623.28 | 67500 | 36000 | 337500 | 152712 | 161600 | 78217.1 | 161600 | 444400 | 54085.6 | 4128 | 14637.5 | 11514.9 | 32007.7 | 3526.5 | 130302 | 29348.9 | 198.9 | 56.355 | 939.25 | 861.9 | 3315 | 232.193 | 1005.12 | 3770.42 | 635 | 5410.2 | 3048 | 3095.2 | 2690.07 | 39129.3 | 9381 | 3110.25 | 508.95 | 107445 | 6786 | 22152.6 | 15880 | 7146 | 234 | 2714.87 | 14820 | 20750 | 831.6 | 138.6 | 24788.9 | 1848 | 27913 | 1229.26 | 3278.72 | 530.289 | 4978.8 | 829.8 | 173276 | 13830 | 5588 | 914.4 | 150851 | 12192 | 16234.5 | 285 | 24092 | 6304.85 | 2948305
2032 | 48600 | 13958.5 | 45000 | 15000 | 100000 | 12150 | 10800 | 2250 | 36450 | 14850 | 15750 | 16903.5 | 3904.51 | 63427 | 72595.6 | 9450 | 3455.79 | 67500 | 36000 | 337500 | 151395 | 161600 | 77423.7 | 161600 | 444400 | 54085.6 | 4128 | 14637.5 | 11572 | 32007.7 | 3520.11 | 130302 | 29416.2 | 198.9 | 53.6454 | 939.25 | 861.9 | 3315 | 341.377 | 2687 | 1884.8 | 635 | 5410.2 | 3048 | 3095.2 | 2930.26 | 26021.6 | 9381 | 3110.25 | 508.95 | 107445 | 6786 | 22152.6 | 15880 | 7146 | 39.5385 | 305.953 | 9258.46 | 20750 | 639.439 | 50.9398 | 18205.5 | 1361 | 2980.99 | 274.803 | 2998.36 | 526.609 | 3061.12 | 728.09 | 117328 | 10336.4 | 4397.68 | 494.393 | 186294 | 11155.4 | 9348.1 | 250.067 | 22522.8 | 4247.49 | 2853020
2033 | 48600 | 14700 | 45000 | 15000 | 100000 | 438.988 | 8839.95 | 2230.2 | 36450 | 14850 | 15750 | 16903.5 | 3799.18 | 63427 | 72599.2 | 9450 | 3562.15 | 67500 | 36000 | 337500 | 152712 | 161599 | 74265 | 161600 | 444400 | 54085.6 | 4128 | 14637.5 | 11572 | 32007.7 | 3526.5 | 130302 | 29284.1 | 198.9 | 56.355 | 939.25 | 861.9 | 3315 | 71.1016 | 311.622 | 2931.18 | 635 | 5410.2 | 3048 | 3095.2 | 3132.3 | 40449.2 | 9381 | 3110.25 | 508.95 | 107445 | 6786 | 22121.3 | 15880 | 7146 | 29.3257 | 0 | 7474.89 | 20750 | 574.904 | 30.1234 | 9563.9 | 1765.9 | 636.576 | 5.0556e-10 | 129.049 | 116.566 | 3645.67 | 436.732 | 81296.6 | 13786.3 | 3163.16 | 331.231 | 110214 | 10749.2 | 11994.6 | 150.187 | 15308.9 | 4925.83 | 2720626
2034 | 48600 | 14700 | 45000 | 15000 | 100000 | 12150 | 10800 | 2250 | 36450 | 14850 | 15750 | 16903.5 | 3954 | 63427 | 72598.2 | 9450 | 3656.67 | 67500 | 36000 | 337500 | 152712 | 161600 | 69162.9 | 161600 | 444400 | 54085.6 | 3495.79 | 14637.5 | 11572 | 32007.7 | 3526.5 | 130302 | 29413.1 | 198.89 | 56.355 | 939.25 | 861.9 | 3315 | 209.929 | 1274.73 | 1374.02 | 635 | 5410.2 | 3048 | 3095.2 | 3132.3 | 34392.6 | 9381 | 3110.25 | 508.95 | 107445 | 6786 | 22152.6 | 15880 | 7146 | 234 | 3088.8 | 14820 | 20750 | 822.105 | 136.877 | 18605.4 | 1848 | 6223.33 | 1211.98 | 2114.85 | 535 | 4978.8 | 823.336 | 149678 | 13830 | 5586.31 | 914.4 | 107237 | 12192 | 16234.5 | 283.266 | 22226.2 | 6268.35 | 2836050
2035 | 48600 | 14700 | 45000 | 15000 | 100000 | 10430.9 | 10800 | 2250 | 36450 | 14115.9 | 15750 | 16903.5 | 3954 | 63427 | 72599.2 | 9450 | 3630.55 | 67500 | 36000 | 337500 | 152712 | 161600 | 73061.8 | 161600 | 444400 | 54085.6 | 4128 | 14637.5 | 11572 | 32007.7 | 3526.5 | 130302 | 29397.8 | 198.9 | 56.355 | 939.25 | 861.9 | 3315 | 24.9075 | 0 | 1204.2 | 635 | 5410.2 | 3048 | 3095.2 | 3132.3 | 32937.3 | 9381 | 3110.25 | 508.95 | 107445 | 6786 | 22152.6 | 15880 | 7146 | 98.4941 | 1919.29 | 5428.09 | 20750 | 499.01 | 76.481 | 13328 | 1821.48 | 690.181 | 45.2889 | 78.9155 | 50.3656 | 4163.12 | 558.23 | 87124.9 | 13814.4 | 3812.5 | 614.045 | 96322.8 | 12024.1 | 8196.08 | 188.975 | 17964.5 | 4367.77 | 2718297
2036 | 48600 | 12944.6 | 45000 | 15000 | 100000 | 12141.5 | 10268.9 | 2250 | 36450 | 14850 | 15750 | 16903.5 | 3334.97 | 63427 | 72599.2 | 9450 | 3643.41 | 67500 | 36000 | 337402 | 152712 | 161600 | 70965.4 | 161600 | 444400 | 54085.6 | 3337.63 | 14637.5 | 11572 | 32007.7 | 3526.5 | 130302 | 29416.2 | 198.9 | 56.355 | 939.25 | 861.9 | 3315 | 412.21 | 3087.41 | 4452 | 635 | 5297.11 | 3048 | 3095.2 | 2584.21 | 42400 | 9381 | 3110.25 | 508.95 | 107445 | 6786 | 22152.6 | 15880 | 7146 | 229.2 | 741.893 | 12288 | 20750 | 831.6 | 122.049 | 30030 | 1848 | 8932.8 | 201.304 | 4004.81 | 474.927 | 4978.8 | 787.811 | 175180 | 13830 | 5588 | 845.548 | 193040 | 12192 | 16234.5 | 270.579 | 27829.2 | 6325 | 2974026
2037 | 48600 | 14700 | 45000 | 15000 | 100000 | 12150 | 10800 | 2250 | 36450 | 14850 | 15750 | 16903.5 | 3811.41 | 63427 | 72455.7 | 9450 | 3835.46 | 67500 | 36000 | 337500 | 152712 | 161600 | 75950 | 161600 | 444400 | 54085.6 | 4128 | 14637.5 | 11543.9 | 32007.7 | 3524.15 | 130302 | 29293.8 | 198.9 | 56.355 | 939.25 | 861.9 | 3315 | 572.4 | 4197.6 | 4419.1 | 635 | 5410.2 | 3048 | 3095.2 | 3061.87 | 32289.7 | 9381 | 3110.25 | 508.95 | 107445 | 6786 | 22152.6 | 15880 | 7146 | 234 | 3088.77 | 14820 | 20750 | 659.285 | 62.7248 | 22104.2 | 1715.51 | 27913 | 1380 | 4791.87 | 532.676 | 4978.8 | 829.8 | 134021 | 13824.5 | 5084.72 | 529.67 | 144116 | 12192 | 10898 | 169.63 | 24062.3 | 5166.61 | 2890653
2038 | 48600 | 14700 | 45000 | 15000 | 100000 | 12150 | 10724.9 | 2250 | 36450 | 14104.5 | 15750 | 16903.4 | 3954 | 63427 | 72597.5 | 9450 | 3814.73 | 67500 | 36000 | 337500 | 152246 | 161600 | 77342.7 | 161600 | 443362 | 54085.2 | 4128 | 14637.5 | 11572 | 32007.7 | 3277.97 | 130302 | 29416.2 | 198.9 | 56.355 | 939.25 | 861.9 | 3315 | 564.277 | 4197.6 | 3751.11 | 635 | 5410.2 | 3048 | 3095.2 | 3047.5 | 42371.2 | 9381 | 3110.25 | 508.95 | 107445 | 6786 | 22152.6 | 15880 | 7146 | 234 | 2988.6 | 14820 | 20750 | 516.311 | 27.1798 | 29979.6 | 1605.98 | 27913 | 1380 | 4027.29 | 535 | 4866.24 | 742.188 | 152668 | 13436.3 | 4244.1 | 324.206 | 152559 | 11820.6 | 7494.25 | 86.6297 | 22268.4 | 4656.8 | 2925298
2039 | 48600 | 14290.3 | 45000 | 15000 | 100000 | 10369.2 | 902.306 | 764.101 | 36450 | 14850 | 15750 | 16903.5 | 2963.28 | 63427 | 72594.6 | 9450 | 3586.76 | 67500 | 36000 | 337500 | 152712 | 161600 | 67867.8 | 161600 | 444400 | 54085.6 | 3702.75 | 14637.5 | 11572 | 32007.7 | 3526.5 | 130302 | 29416.2 | 198.9 | 54.2855 | 939.25 | 861.9 | 3315 | 389.55 | 1942.28 | 4452 | 635 | 5410.2 | 3048 | 3095.2 | 3078.4 | 27412.4 | 9381 | 3110.25 | 508.95 | 107445 | 6786 | 22152.6 | 15880 | 7146 | 54.1337 | 415.478 | 8426.73 | 20750 | 583.83 | 70.2595 | 9647.73 | 1848 | 27913 | 1237.84 | 4680.94 | 535 | 3560.34 | 458.046 | 47741.8 | 13830 | 3805.07 | 394.45 | 72873.9 | 12192 | 14024.4 | 137.146 | 14899.4 | 5313.93 | 2671966
2040 | 48600 | 14700 | 45000 | 15000 | 100000 | 0 | 10681.7 | 2250 | 36450 | 14850 | 15750 | 16903.5 | 3954 | 63427 | 72599.2 | 9450 | 3766.89 | 67500 | 36000 | 337500 | 127892 | 161600 | 61080.7 | 161600 | 441473 | 54085.6 | 3627.88 | 14637.5 | 11572 | 32007.7 | 3526.5 | 130302 | 29416.2 | 198.9 | 56.355 | 939.25 | 861.9 | 3315 | 369.282 | 3289.7 | 2118.56 | 635 | 4786.51 | 3048 | 3095.2 | 3132.3 | 32401.4 | 9381 | 3110.25 | 508.95 | 107445 | 6786 | 22152.6 | 15880 | 7146 | 234 | 3088.8 | 14820 | 20750 | 629.331 | 45.8184 | 15423.3 | 1371.69 | 4200.71 | 106.087 | 2348.78 | 394.117 | 3844.42 | 198.915 | 96733.5 | 10470.6 | 2757.88 | 356.604 | 108323 | 11291.5 | 6078.52 | 69.8145 | 18877.8 | 3817.15 | 2704092
2041 | 48600 | 14700 | 45000 | 15000 | 100000 | 0 | 6379.2 | 1851.61 | 36450 | 14850 | 15750 | 16903.5 | 3954 | 61322.8 | 72312.1 | 9450 | 3726.67 | 67500 | 36000 | 337500 | 131195 | 161105 | 61464.1 | 161600 | 442247 | 54085.6 | 4008.19 | 14637.5 | 11508.1 | 32007.4 | 2952.91 | 130302 | 29192.7 | 198.9 | 51.3559 | 939.25 | 861.9 | 3315 | 97.6019 | 770.124 | 1061.4 | 635 | 5410.2 | 3048 | 3095.2 | 3132.3 | 26787.4 | 9381 | 3110.25 | 508.95 | 107445 | 6786 | 21758.4 | 15880 | 7146 | 220.606 | 2039.7 | 12040.2 | 20750 | 118.386 | 3.1623 | 7711.57 | 881.08 | 6728.95 | 316.146 | 210.686 | 194.277 | 977.73 | 24.4933 | 50984.4 | 7496.37 | 669.925 | 1.6998 | 45288.1 | 7827.78 | 1281.25 | 8.3618 | 13255.6 | 2439.65 | 2546444
2042 | 48600 | 14700 | 45000 | 15000 | 100000 | 5668 | 1084.28 | 470.188 | 36450 | 14850 | 15750 | 16903.5 | 3954 | 61362.5 | 72599.2 | 9450 | 3731.85 | 67500 | 36000 | 337500 | 152712 | 159712 | 72529.5 | 161600 | 444400 | 54085.6 | 4128 | 14637.5 | 11572 | 32007.7 | 3526.5 | 130302 | 29416.2 | 198.9 | 56.355 | 939.25 | 861.9 | 3314.28 | 158.371 | 0 | 4452 | 635 | 5410.2 | 3048 | 3095.2 | 3132.3 | 23388.2 | 9381 | 3110.25 | 508.95 | 107445 | 6786 | 22152.6 | 15880 | 7146 | 217.83 | 1205.39 | 9416.12 | 20750 | 269.894 | 0 | 2151.31 | 1847.96 | 9428.01 | 9.2422e-10 | 99.5443 | 46.7044 | 2045.34 | 0 | 16348 | 13830 | 1956.7 | 0 | 14155 | 12192 | 9141.17 | 0 | 9126.19 | 4436.88 | 2526966
2043 | 48600 | 14596 | 45000 | 15000 | 100000 | 12150 | 10800 | 2250 | 0 | 10376 | 929.586 | 16898.8 | 3954 | 63215.6 | 65703.2 | 0 | 750.319 | 38868.2 | 1860.44 | 124532 | 152712 | 161600 | 81215.9 | 161600 | 444400 | 54085.6 | 4128 | 14637.5 | 11572 | 32007.7 | 3526.5 | 130302 | 29416.2 | 192.368 | 56.355 | 939.25 | 844.026 | 3267.94 | 549.812 | 4197.6 | 2200.48 | 635 | 5410.2 | 3048 | 3095.2 | 3132.3 | 23219.9 | 9381 | 3110.25 | 508.95 | 107445 | 6786 | 22152.6 | 15880 | 7146 | 234 | 3088.8 | 14820 | 20750 | 830.87 | 125.981 | 21749.3 | 1824.62 | 8918.46 | 288.417 | 2247.71 | 307.326 | 4978.8 | 829.8 | 95211.3 | 13790.2 | 5588 | 914.4 | 116167 | 12179.9 | 16203 | 283.815 | 22222.8 | 6028.74 | 2449468
2044 | 48600 | 13554.8 | 45000 | 15000 | 100000 | 11398.9 | 10800 | 2250 | 1369.9 | 6449.08 | 2382.2 | 16854.7 | 3954 | 62731.4 | 64875.6 | 0.92864 | 300.577 | 10521.4 | 923.537 | 289.941 | 152638 | 161600 | 75380.2 | 161600 | 444400 | 54085.6 | 3911.28 | 14637.5 | 11572 | 32007.7 | 3526.5 | 130302 | 29314.6 | 189.842 | 56.355 | 939.25 | 843.906 | 3279.86 | 408.458 | 2458.7 | 4452 | 635 | 5410.2 | 3048 | 3095.2 | 3132.3 | 32113 | 9381 | 3110.25 | 481.797 | 107445 | 6786 | 22152.6 | 15880 | 7146 | 234 | 3088.8 | 14820 | 20750 | 523.678 | 25.5833 | 16994.1 | 1689.47 | 17221 | 1172.84 | 1445.73 | 535 | 4978.8 | 829.8 | 93227 | 13644.9 | 3721.94 | 312.152 | 107553 | 11567.5 | 7228.51 | 93.6882 | 19590.2 | 4831.71 | 2270756
2045 | 48600 | 14700 | 45000 | 15000 | 100000 | 707.033 | 10800 | 2250 | 3051.25 | 4944.2 | 1518.03 | 16850.8 | 3762.23 | 58947.6 | 57078 | 0 | 287.139 | 5121.78 | 440.167 | 118.276 | 120363 | 161600 | 81586.5 | 161600 | 417265 | 54085.6 | 4128 | 14637.5 | 11507.6 | 32007.7 | 3526.5 | 130302 | 29416 | 168.396 | 56.355 | 939.25 | 764.717 | 3057.03 | 254.299 | 1675.73 | 1183.83 | 635 | 5410.2 | 3048 | 3095.2 | 3132.3 | 29845.5 | 9381 | 3110.25 | 508.95 | 107445 | 6786 | 22152.6 | 15880 | 7146 | 234 | 1780.37 | 12692.1 | 20750 | 99.0477 | 2.6447 | 17610.8 | 72.8896 | 1017.55 | 36.6345 | 721.073 | 418.836 | 947.37 | 200.928 | 126834 | 622.157 | 1042.88 | 25.2927 | 123428 | 366.515 | 623.305 | 12.6724 | 20750.5 | 1667.47 | 2168835
2046 | 48600 | 14700 | 45000 | 15000 | 99995.1 | 3853.62 | 10245.3 | 2177.93 | 60.5467 | 9866.27 | 676.03 | 16641.5 | 3954 | 63418.2 | 65908.8 | 0.70449 | 259.744 | 2309.18 | 746.2 | 252.558 | 152712 | 154586 | 74431.6 | 161600 | 444400 | 54085.6 | 4128 | 14637.5 | 11572 | 32007.7 | 3526.5 | 130302 | 29416.2 | 197.712 | 53.5989 | 939.25 | 860.771 | 3308.77 | 256.338 | 1678.57 | 3076.5 | 635 | 5109.09 | 3048 | 3095.2 | 3132.3 | 28084.8 | 9381 | 3110.25 | 508.95 | 107445 | 6786 | 19326.8 | 15880 | 7146 | 228.984 | 2146.33 | 12936.2 | 20750 | 316.234 | 39.5346 | 6483.13 | 1681.72 | 7089.4 | 144.332 | 165.066 | 267.818 | 2461.95 | 416.05 | 48980.6 | 13733.5 | 2345.32 | 293.879 | 39610.6 | 11776.2 | 8356.81 | 122.922 | 11333.4 | 4617.8 | 2090427
2047 | 48600 | 14700 | 45000 | 15000 | 100000 | 1656.12 | 10800 | 2250 | 2526.83 | 1723.79 | 1439.58 | 16838.9 | 3835.87 | 59657.1 | 57250.2 | 0.044685 | 274.814 | 2797.6 | 0 | 143.509 | 111165 | 161600 | 74211.9 | 161600 | 418617 | 54085.6 | 4128 | 14637.5 | 11493.7 | 32007.6 | 3526.5 | 130302 | 29344.9 | 169.016 | 56.2517 | 939.25 | 784.113 | 2989.4 | 189.217 | 954.82 | 1253.96 | 635 | 5410.2 | 3048 | 3095.2 | 3132.3 | 24989.9 | 9381 | 3110.25 | 508.95 | 107445 | 6786 | 22152.6 | 15880 | 7146 | 229.793 | 1474.65 | 9691.24 | 20750 | 45.222 | 1.3361 | 12878.1 | 77.3498 | 3144.3 | 240.634 | 4055.04 | 521.89 | 668.288 | 54.5565 | 102110 | 694.888 | 1327.27 | 155.078 | 114782 | 415.644 | 646.288 | 9.7531 | 18169.4 | 1981.2 | 2105394
2048 | 48600 | 14700 | 45000 | 15000 | 100000 | 1548.35 | 10570.3 | 2250 | 2442.66 | 853.874 | 1557.6 | 16272.1 | 3926.49 | 57622.8 | 47881 | 0.10103 | 263.118 | 1428.92 | 0 | 183.407 | 47922.9 | 146816 | 25595.9 | 161600 | 345272 | 54085.6 | 4128 | 14637.5 | 11572 | 32007.7 | 3526.5 | 130302 | 29416.2 | 129.636 | 53.5874 | 939.25 | 638.274 | 2856.96 | 47.2774 | 0 | 603.674 | 635 | 5410.2 | 3048 | 3095.2 | 3029.84 | 21815.5 | 9381 | 3110.25 | 508.95 | 107445 | 6786 | 22152.6 | 15880 | 7146 | 46.8685 | 37.0543 | 5621.26 | 20750 | 9.2109 | 0 | 339.835 | 7.2084 | 120.284 | 0 | 480.676 | 123.752 | 150.318 | 0 | 2049.72 | 132.524 | 163.187 | 1.237 | 4229.08 | 94.3095 | 332.415 | 0 | 5063.49 | 475.845 | 1631924
2049 | 48600 | 14694.3 | 45000 | 15000 | 100000 | 12150 | 10550.7 | 2250 | 0 | 8844.6 | 699.768 | 16356.3 | 3954 | 62896.9 | 57914.1 | 0 | 284.954 | 8599 | 1021.73 | 1376.78 | 146895 | 111364 | 71272.3 | 161600 | 443851 | 54085.6 | 4128 | 14637.5 | 11483.8 | 32007.7 | 3526.5 | 130302 | 29416.2 | 183.07 | 56.355 | 939.25 | 815.098 | 3247.74 | 464.753 | 2322 | 2019.41 | 635 | 5410.2 | 3048 | 3095.2 | 3132.3 | 42400 | 9381 | 3110.25 | 508.92 | 107445 | 6786 | 22152.6 | 15880 | 7146 | 234 | 2951.57 | 13898.3 | 20750 | 360.594 | 35.8927 | 20072 | 760.361 | 13914.6 | 414.808 | 1892.49 | 429.341 | 4384.75 | 756.332 | 122627 | 8703.99 | 3370.13 | 786.401 | 150472 | 8172.9 | 5083.37 | 138.027 | 24172.8 | 2424.66 | 2271746
2050 | 48600 | 14691.3 | 45000 | 15000 | 100000 | 12150 | 10800 | 2250 | 1010.53 | 14187.9 | 4729.5 | 16867.6 | 3954 | 59269.9 | 67381.5 | 3.4046 | 560.171 | 23665.6 | 2654.56 | 54556.5 | 136550 | 159208 | 71925.8 | 161337 | 443684 | 54085.6 | 4128 | 14637.5 | 11572 | 32007.7 | 3526.5 | 130302 | 29276 | 196.696 | 56.355 | 939.25 | 844.318 | 3269.11 | 130.977 | 1065.99 | 4226.83 | 635 | 5410.2 | 3048 | 3095.2 | 3132.3 | 42400 | 9381 | 3110.25 | 508.95 | 107445 | 6786 | 22152.6 | 15880 | 7146 | 84.9146 | 801.469 | 8230.17 | 20750 | 64.0334 | 11.4149 | 7400.86 | 1691.68 | 27913 | 1380 | 5230.62 | 535 | 1277.07 | 296.493 | 95932.2 | 12912.7 | 655.637 | 304.272 | 31945.2 | 11384.9 | 4756.09 | 44.8334 | 8109.28 | 3801.87 | 2235945
2051 | 48600 | 14700 | 45000 | 15000 | 100000 | 12150 | 10800 | 2250 | 34412.4 | 14744.9 | 15750 | 16889.7 | 3954 | 63427 | 70582.9 | 4901.84 | 3020.91 | 66869.2 | 36000 | 241571 | 152712 | 161429 | 76005.2 | 161600 | 444400 | 54085.6 | 4128 | 14637.5 | 11572 | 32007.7 | 3526.5 | 130302 | 29416.2 | 198.845 | 56.355 | 939.25 | 861.9 | 3315 | 572.4 | 4197.6 | 4452 | 635 | 5410.2 | 3048 | 3095.2 | 3132.3 | 42400 | 9381 | 3110.25 | 508.95 | 107445 | 6786 | 22152.6 | 15880 | 7146 | 234 | 2783.29 | 13793.8 | 20750 | 831.6 | 131.797 | 26293.6 | 1848 | 27913 | 1380 | 7000 | 535 | 4978.8 | 816.539 | 152963 | 13830 | 5588 | 895.712 | 177710 | 12192 | 15939.5 | 283.679 | 19275.6 | 6216 | 2855353
Sum | 1603800 | 477807 | 1485000 | 495000 | 3299959 | 264721 | 300056 | 67773.5 | 919656 | 422148 | 407682 | 553244 | 126236 | 2058509 | 2280647 | 231702 | 92694.1 | 1780181 | 907647 | 8522499 | 4774085 | 5091116 | 2386317 | 5328376 | 14503072 | 1774780 | 130969 | 481968 | 381266 | 1055134 | 115087 | 4295460 | 969570 | 6399.17 | 1837.95 | 30995.2 | 27942.7 | 108151 | 11111.9 | 77561.2 | 101836 | 20955 | 177009 | 100584 | 102142 | 101370 | 1064190 | 309573 | 102638 | 16707.2 | 3545685 | 223938 | 723716 | 524040 | 235818 | 6487.87 | 72203.1 | 418700 | 680650 | 17793 | 2010.22 | 576016 | 49424.1 | 495235 | 24322.1 | 91605.1 | 13856.1 | 124856 | 18306.1 | 3565239 | 388846 | 126219 | 16758.9 | 3896981 | 344515 | 321192 | 4762.53 | 642139 | 154120 | 87250595

## Desalination
Transmission Link Flow
Scenario: Wastewater Reuse No Desal, All months (12)
Cubic Meter
| "Transmission Link from Desalination to Agadir" | "Transmission Link from Desalination to I_Modern Prive Chtouka" | "Transmission Link from Desalination to I_Moderne Prive Massa" | Sum
2018-09-01 | 0 | 0 | 0 | 0
2018-10-01 | 0 | 0 | 0 | 0
2018-11-01 | 0 | 0 | 0 | 0
2018-12-01 | 0 | 0 | 0 | 0
2019-01-01 | 0 | 0 | 0 | 0
2019-02-01 | 0 | 0 | 0 | 0
2019-03-01 | 0 | 0 | 0 | 0
2019-04-01 | 0 | 0 | 0 | 0
2019-05-01 | 0 | 0 | 0 | 0
2019-06-01 | 0 | 0 | 0 | 0
2019-07-01 | 0 | 0 | 0 | 0
2019-08-01 | 0 | 0 | 0 | 0
2019-09-01 | 0 | 0 | 0 | 0
2019-10-01 | 0 | 0 | 0 | 0
2019-11-01 | 0 | 0 | 0 | 0
2019-12-01 | 0 | 0 | 0 | 0
2020-01-01 | 0 | 0 | 0 | 0
2020-02-01 | 0 | 0 | 0 | 0
2020-03-01 | 0 | 0 | 0 | 0
2020-04-01 | 0 | 0 | 0 | 0
2020-05-01 | 0 | 0 | 0 | 0
2020-06-01 | 0 | 0 | 0 | 0
2020-07-01 | 0 | 0 | 0 | 0
2020-08-01 | 0 | 0 | 0 | 0
2020-09-01 | 0 | 0 | 0 | 0
2020-10-01 | 0 | 0 | 0 | 0
2020-11-01 | 0 | 0 | 0 | 0
2020-12-01 | 0 | 0 | 0 | 0
2021-01-01 | 0 | 0 | 0 | 0
2021-02-01 | 0 | 0 | 0 | 0
2021-03-01 | 0 | 0 | 0 | 0
2021-04-01 | 0 | 0 | 0 | 0
2021-05-01 | 0 | 0 | 0 | 0
2021-06-01 | 0 | 0 | 0 | 0
2021-07-01 | 0 | 0 | 0 | 0
2021-08-01 | 0 | 0 | 0 | 0
2021-09-01 | 0 | 0 | 0 | 0
2021-10-01 | 0 | 0 | 0 | 0
2021-11-01 | 0 | 0 | 0 | 0
2021-12-01 | 0 | 0 | 0 | 0
2022-01-01 | 0 | 0 | 0 | 0
2022-02-01 | 0 | 0 | 0 | 0
2022-03-01 | 0 | 0 | 0 | 0
2022-04-01 | 0 | 0 | 0 | 0
2022-05-01 | 0 | 0 | 0 | 0
2022-06-01 | 0 | 0 | 0 | 0
2022-07-01 | 0 | 0 | 0 | 0
2022-08-01 | 0 | 0 | 0 | 0
2022-09-01 | 0 | 0 | 0 | 0
2022-10-01 | 0 | 0 | 0 | 0
2022-11-01 | 0 | 0 | 0 | 0
2022-12-01 | 0 | 0 | 0 | 0
2023-01-01 | 0 | 0 | 0 | 0
2023-02-01 | 0 | 0 | 0 | 0
2023-03-01 | 0 | 0 | 0 | 0
2023-04-01 | 0 | 0 | 0 | 0
2023-05-01 | 0 | 0 | 0 | 0
2023-06-01 | 0 | 0 | 0 | 0
2023-07-01 | 0 | 0 | 0 | 0
2023-08-01 | 0 | 0 | 0 | 0
2023-09-01 | 0 | 0 | 0 | 0
2023-10-01 | 0 | 0 | 0 | 0
2023-11-01 | 0 | 0 | 0 | 0
2023-12-01 | 0 | 0 | 0 | 0
2024-01-01 | 0 | 0 | 0 | 0
2024-02-01 | 0 | 0 | 0 | 0
2024-03-01 | 0 | 0 | 0 | 0
2024-04-01 | 0 | 0 | 0 | 0
2024-05-01 | 0 | 0 | 0 | 0
2024-06-01 | 0 | 0 | 0 | 0
2024-07-01 | 0 | 0 | 0 | 0
2024-08-01 | 0 | 0 | 0 | 0
2024-09-01 | 0 | 0 | 0 | 0
2024-10-01 | 0 | 0 | 0 | 0
2024-11-01 | 0 | 0 | 0 | 0
2024-12-01 | 0 | 0 | 0 | 0
2025-01-01 | 0 | 0 | 0 | 0
2025-02-01 | 0 | 0 | 0 | 0
2025-03-01 | 0 | 0 | 0 | 0
2025-04-01 | 0 | 0 | 0 | 0
2025-05-01 | 0 | 0 | 0 | 0
2025-06-01 | 0 | 0 | 0 | 0
2025-07-01 | 0 | 0 | 0 | 0
2025-08-01 | 0 | 0 | 0 | 0
2025-09-01 | 0 | 0 | 0 | 0
2025-10-01 | 0 | 0 | 0 | 0
2025-11-01 | 0 | 0 | 0 | 0
2025-12-01 | 0 | 0 | 0 | 0
2026-01-01 | 0 | 0 | 0 | 0
2026-02-01 | 0 | 0 | 0 | 0
2026-03-01 | 0 | 0 | 0 | 0
2026-04-01 | 0 | 0 | 0 | 0
2026-05-01 | 0 | 0 | 0 | 0
2026-06-01 | 0 | 0 | 0 | 0
2026-07-01 | 0 | 0 | 0 | 0
2026-08-01 | 0 | 0 | 0 | 0
2026-09-01 | 0 | 0 | 0 | 0
2026-10-01 | 0 | 0 | 0 | 0
2026-11-01 | 0 | 0 | 0 | 0
2026-12-01 | 0 | 0 | 0 | 0
2027-01-01 | 0 | 0 | 0 | 0
2027-02-01 | 0 | 0 | 0 | 0
2027-03-01 | 0 | 0 | 0 | 0
2027-04-01 | 0 | 0 | 0 | 0
2027-05-01 | 0 | 0 | 0 | 0
2027-06-01 | 0 | 0 | 0 | 0
2027-07-01 | 0 | 0 | 0 | 0
2027-08-01 | 0 | 0 | 0 | 0
2027-09-01 | 0 | 0 | 0 | 0
2027-10-01 | 0 | 0 | 0 | 0
2027-11-01 | 0 | 0 | 0 | 0
2027-12-01 | 0 | 0 | 0 | 0
2028-01-01 | 0 | 0 | 0 | 0
2028-02-01 | 0 | 0 | 0 | 0
2028-03-01 | 0 | 0 | 0 | 0
2028-04-01 | 0 | 0 | 0 | 0
2028-05-01 | 0 | 0 | 0 | 0
2028-06-01 | 0 | 0 | 0 | 0
2028-07-01 | 0 | 0 | 0 | 0
2028-08-01 | 0 | 0 | 0 | 0
2028-09-01 | 0 | 0 | 0 | 0
2028-10-01 | 0 | 0 | 0 | 0
2028-11-01 | 0 | 0 | 0 | 0
2028-12-01 | 0 | 0 | 0 | 0
2029-01-01 | 0 | 0 | 0 | 0
2029-02-01 | 0 | 0 | 0 | 0
2029-03-01 | 0 | 0 | 0 | 0
2029-04-01 | 0 | 0 | 0 | 0
2029-05-01 | 0 | 0 | 0 | 0
2029-06-01 | 0 | 0 | 0 | 0
2029-07-01 | 0 | 0 | 0 | 0
2029-08-01 | 0 | 0 | 0 | 0
2029-09-01 | 0 | 0 | 0 | 0
2029-10-01 | 0 | 0 | 0 | 0
2029-11-01 | 0 | 0 | 0 | 0
2029-12-01 | 0 | 0 | 0 | 0
2030-01-01 | 0 | 0 | 0 | 0
2030-02-01 | 0 | 0 | 0 | 0
2030-03-01 | 0 | 0 | 0 | 0
2030-04-01 | 0 | 0 | 0 | 0
2030-05-01 | 0 | 0 | 0 | 0
2030-06-01 | 0 | 0 | 0 | 0
2030-07-01 | 0 | 0 | 0 | 0
2030-08-01 | 0 | 0 | 0 | 0
2030-09-01 | 0 | 0 | 0 | 0
2030-10-01 | 0 | 0 | 0 | 0
2030-11-01 | 0 | 0 | 0 | 0
2030-12-01 | 0 | 0 | 0 | 0
2031-01-01 | 0 | 0 | 0 | 0
2031-02-01 | 0 | 0 | 0 | 0
2031-03-01 | 0 | 0 | 0 | 0
2031-04-01 | 0 | 0 | 0 | 0
2031-05-01 | 0 | 0 | 0 | 0
2031-06-01 | 0 | 0 | 0 | 0
2031-07-01 | 0 | 0 | 0 | 0
2031-08-01 | 0 | 0 | 0 | 0
2031-09-01 | 0 | 0 | 0 | 0
2031-10-01 | 0 | 0 | 0 | 0
2031-11-01 | 0 | 0 | 0 | 0
2031-12-01 | 0 | 0 | 0 | 0
2032-01-01 | 0 | 0 | 0 | 0
2032-02-01 | 0 | 0 | 0 | 0
2032-03-01 | 0 | 0 | 0 | 0
2032-04-01 | 0 | 0 | 0 | 0
2032-05-01 | 0 | 0 | 0 | 0
2032-06-01 | 0 | 0 | 0 | 0
2032-07-01 | 0 | 0 | 0 | 0
2032-08-01 | 0 | 0 | 0 | 0
2032-09-01 | 0 | 0 | 0 | 0
2032-10-01 | 0 | 0 | 0 | 0
2032-11-01 | 0 | 0 | 0 | 0
2032-12-01 | 0 | 0 | 0 | 0
2033-01-01 | 0 | 0 | 0 | 0
2033-02-01 | 0 | 0 | 0 | 0
2033-03-01 | 0 | 0 | 0 | 0
2033-04-01 | 0 | 0 | 0 | 0
2033-05-01 | 0 | 0 | 0 | 0
2033-06-01 | 0 | 0 | 0 | 0
2033-07-01 | 0 | 0 | 0 | 0
2033-08-01 | 0 | 0 | 0 | 0
2033-09-01 | 0 | 0 | 0 | 0
2033-10-01 | 0 | 0 | 0 | 0
2033-11-01 | 0 | 0 | 0 | 0
2033-12-01 | 0 | 0 | 0 | 0
2034-01-01 | 0 | 0 | 0 | 0
2034-02-01 | 0 | 0 | 0 | 0
2034-03-01 | 0 | 0 | 0 | 0
2034-04-01 | 0 | 0 | 0 | 0
2034-05-01 | 0 | 0 | 0 | 0
2034-06-01 | 0 | 0 | 0 | 0
2034-07-01 | 0 | 0 | 0 | 0
2034-08-01 | 0 | 0 | 0 | 0
2034-09-01 | 0 | 0 | 0 | 0
2034-10-01 | 0 | 0 | 0 | 0
2034-11-01 | 0 | 0 | 0 | 0
2034-12-01 | 0 | 0 | 0 | 0
2035-01-01 | 0 | 0 | 0 | 0
2035-02-01 | 0 | 0 | 0 | 0
2035-03-01 | 0 | 0 | 0 | 0
2035-04-01 | 0 | 0 | 0 | 0
2035-05-01 | 0 | 0 | 0 | 0
2035-06-01 | 0 | 0 | 0 | 0
2035-07-01 | 0 | 0 | 0 | 0
2035-08-01 | 0 | 0 | 0 | 0
2035-09-01 | 0 | 0 | 0 | 0
2035-10-01 | 0 | 0 | 0 | 0
2035-11-01 | 0 | 0 | 0 | 0
2035-12-01 | 0 | 0 | 0 | 0
2036-01-01 | 0 | 0 | 0 | 0
2036-02-01 | 0 | 0 | 0 | 0
2036-03-01 | 0 | 0 | 0 | 0
2036-04-01 | 0 | 0 | 0 | 0
2036-05-01 | 0 | 0 | 0 | 0
2036-06-01 | 0 | 0 | 0 | 0
2036-07-01 | 0 | 0 | 0 | 0
2036-08-01 | 0 | 0 | 0 | 0
2036-09-01 | 0 | 0 | 0 | 0
2036-10-01 | 0 | 0 | 0 | 0
2036-11-01 | 0 | 0 | 0 | 0
2036-12-01 | 0 | 0 | 0 | 0
2037-01-01 | 0 | 0 | 0 | 0
2037-02-01 | 0 | 0 | 0 | 0
2037-03-01 | 0 | 0 | 0 | 0
2037-04-01 | 0 | 0 | 0 | 0
2037-05-01 | 0 | 0 | 0 | 0
2037-06-01 | 0 | 0 | 0 | 0
2037-07-01 | 0 | 0 | 0 | 0
2037-08-01 | 0 | 0 | 0 | 0
2037-09-01 | 0 | 0 | 0 | 0
2037-10-01 | 0 | 0 | 0 | 0
2037-11-01 | 0 | 0 | 0 | 0
2037-12-01 | 0 | 0 | 0 | 0
2038-01-01 | 0 | 0 | 0 | 0
2038-02-01 | 0 | 0 | 0 | 0
2038-03-01 | 0 | 0 | 0 | 0
2038-04-01 | 0 | 0 | 0 | 0
2038-05-01 | 0 | 0 | 0 | 0
2038-06-01 | 0 | 0 | 0 | 0
2038-07-01 | 0 | 0 | 0 | 0
2038-08-01 | 0 | 0 | 0 | 0
2038-09-01 | 0 | 0 | 0 | 0
2038-10-01 | 0 | 0 | 0 | 0
2038-11-01 | 0 | 0 | 0 | 0
2038-12-01 | 0 | 0 | 0 | 0
2039-01-01 | 0 | 0 | 0 | 0
2039-02-01 | 0 | 0 | 0 | 0
2039-03-01 | 0 | 0 | 0 | 0
2039-04-01 | 0 | 0 | 0 | 0
2039-05-01 | 0 | 0 | 0 | 0
2039-06-01 | 0 | 0 | 0 | 0
2039-07-01 | 0 | 0 | 0 | 0
2039-08-01 | 0 | 0 | 0 | 0
2039-09-01 | 0 | 0 | 0 | 0
2039-10-01 | 0 | 0 | 0 | 0
2039-11-01 | 0 | 0 | 0 | 0
2039-12-01 | 0 | 0 | 0 | 0
2040-01-01 | 0 | 0 | 0 | 0
2040-02-01 | 0 | 0 | 0 | 0
2040-03-01 | 0 | 0 | 0 | 0
2040-04-01 | 0 | 0 | 0 | 0
2040-05-01 | 0 | 0 | 0 | 0
2040-06-01 | 0 | 0 | 0 | 0
2040-07-01 | 0 | 0 | 0 | 0
2040-08-01 | 0 | 0 | 0 | 0
2040-09-01 | 0 | 0 | 0 | 0
2040-10-01 | 0 | 0 | 0 | 0
2040-11-01 | 0 | 0 | 0 | 0
2040-12-01 | 0 | 0 | 0 | 0
2041-01-01 | 0 | 0 | 0 | 0
2041-02-01 | 0 | 0 | 0 | 0
2041-03-01 | 0 | 0 | 0 | 0
2041-04-01 | 0 | 0 | 0 | 0
2041-05-01 | 0 | 0 | 0 | 0
2041-06-01 | 0 | 0 | 0 | 0
2041-07-01 | 0 | 0 | 0 | 0
2041-08-01 | 0 | 0 | 0 | 0
2041-09-01 | 0 | 0 | 0 | 0
2041-10-01 | 0 | 0 | 0 | 0
2041-11-01 | 0 | 0 | 0 | 0
2041-12-01 | 0 | 0 | 0 | 0
2042-01-01 | 0 | 0 | 0 | 0
2042-02-01 | 0 | 0 | 0 | 0
2042-03-01 | 0 | 0 | 0 | 0
2042-04-01 | 0 | 0 | 0 | 0
2042-05-01 | 0 | 0 | 0 | 0
2042-06-01 | 0 | 0 | 0 | 0
2042-07-01 | 0 | 0 | 0 | 0
2042-08-01 | 0 | 0 | 0 | 0
2042-09-01 | 0 | 0 | 0 | 0
2042-10-01 | 0 | 0 | 0 | 0
2042-11-01 | 0 | 0 | 0 | 0
2042-12-01 | 0 | 0 | 0 | 0
2043-01-01 | 0 | 0 | 0 | 0
2043-02-01 | 0 | 0 | 0 | 0
2043-03-01 | 0 | 0 | 0 | 0
2043-04-01 | 0 | 0 | 0 | 0
2043-05-01 | 0 | 0 | 0 | 0
2043-06-01 | 0 | 0 | 0 | 0
2043-07-01 | 0 | 0 | 0 | 0
2043-08-01 | 0 | 0 | 0 | 0
2043-09-01 | 0 | 0 | 0 | 0
2043-10-01 | 0 | 0 | 0 | 0
2043-11-01 | 0 | 0 | 0 | 0
2043-12-01 | 0 | 0 | 0 | 0
2044-01-01 | 0 | 0 | 0 | 0
2044-02-01 | 0 | 0 | 0 | 0
2044-03-01 | 0 | 0 | 0 | 0
2044-04-01 | 0 | 0 | 0 | 0
2044-05-01 | 0 | 0 | 0 | 0
2044-06-01 | 0 | 0 | 0 | 0
2044-07-01 | 0 | 0 | 0 | 0
2044-08-01 | 0 | 0 | 0 | 0
2044-09-01 | 0 | 0 | 0 | 0
2044-10-01 | 0 | 0 | 0 | 0
2044-11-01 | 0 | 0 | 0 | 0
2044-12-01 | 0 | 0 | 0 | 0
2045-01-01 | 0 | 0 | 0 | 0
2045-02-01 | 0 | 0 | 0 | 0
2045-03-01 | 0 | 0 | 0 | 0
2045-04-01 | 0 | 0 | 0 | 0
2045-05-01 | 0 | 0 | 0 | 0
2045-06-01 | 0 | 0 | 0 | 0
2045-07-01 | 0 | 0 | 0 | 0
2045-08-01 | 0 | 0 | 0 | 0
2045-09-01 | 0 | 0 | 0 | 0
2045-10-01 | 0 | 0 | 0 | 0
2045-11-01 | 0 | 0 | 0 | 0
2045-12-01 | 0 | 0 | 0 | 0
2046-01-01 | 0 | 0 | 0 | 0
2046-02-01 | 0 | 0 | 0 | 0
2046-03-01 | 0 | 0 | 0 | 0
2046-04-01 | 0 | 0 | 0 | 0
2046-05-01 | 0 | 0 | 0 | 0
2046-06-01 | 0 | 0 | 0 | 0
2046-07-01 | 0 | 0 | 0 | 0
2046-08-01 | 0 | 0 | 0 | 0
2046-09-01 | 0 | 0 | 0 | 0
2046-10-01 | 0 | 0 | 0 | 0
2046-11-01 | 0 | 0 | 0 | 0
2046-12-01 | 0 | 0 | 0 | 0
2047-01-01 | 0 | 0 | 0 | 0
2047-02-01 | 0 | 0 | 0 | 0
2047-03-01 | 0 | 0 | 0 | 0
2047-04-01 | 0 | 0 | 0 | 0
2047-05-01 | 0 | 0 | 0 | 0
2047-06-01 | 0 | 0 | 0 | 0
2047-07-01 | 0 | 0 | 0 | 0
2047-08-01 | 0 | 0 | 0 | 0
2047-09-01 | 0 | 0 | 0 | 0
2047-10-01 | 0 | 0 | 0 | 0
2047-11-01 | 0 | 0 | 0 | 0
2047-12-01 | 0 | 0 | 0 | 0
2048-01-01 | 0 | 0 | 0 | 0
2048-02-01 | 0 | 0 | 0 | 0
2048-03-01 | 0 | 0 | 0 | 0
2048-04-01 | 0 | 0 | 0 | 0
2048-05-01 | 0 | 0 | 0 | 0
2048-06-01 | 0 | 0 | 0 | 0
2048-07-01 | 0 | 0 | 0 | 0
2048-08-01 | 0 | 0 | 0 | 0
2048-09-01 | 0 | 0 | 0 | 0
2048-10-01 | 0 | 0 | 0 | 0
2048-11-01 | 0 | 0 | 0 | 0
2048-12-01 | 0 | 0 | 0 | 0
2049-01-01 | 0 | 0 | 0 | 0
2049-02-01 | 0 | 0 | 0 | 0
2049-03-01 | 0 | 0 | 0 | 0
2049-04-01 | 0 | 0 | 0 | 0
2049-05-01 | 0 | 0 | 0 | 0
2049-06-01 | 0 | 0 | 0 | 0
2049-07-01 | 0 | 0 | 0 | 0
2049-08-01 | 0 | 0 | 0 | 0
2049-09-01 | 0 | 0 | 0 | 0
2049-10-01 | 0 | 0 | 0 | 0
2049-11-01 | 0 | 0 | 0 | 0
2049-12-01 | 0 | 0 | 0 | 0
2050-01-01 | 0 | 0 | 0 | 0
2050-02-01 | 0 | 0 | 0 | 0
2050-03-01 | 0 | 0 | 0 | 0
2050-04-01 | 0 | 0 | 0 | 0
2050-05-01 | 0 | 0 | 0 | 0
2050-06-01 | 0 | 0 | 0 | 0
2050-07-01 | 0 | 0 | 0 | 0
2050-08-01 | 0 | 0 | 0 | 0
2050-09-01 | 0 | 0 | 0 | 0
2050-10-01 | 0 | 0 | 0 | 0
2050-11-01 | 0 | 0 | 0 | 0
2050-12-01 | 0 | 0 | 0 | 0
2051-01-01 | 0 | 0 | 0 | 0
2051-02-01 | 0 | 0 | 0 | 0
2051-03-01 | 0 | 0 | 0 | 0
2051-04-01 | 0 | 0 | 0 | 0
2051-05-01 | 0 | 0 | 0 | 0
2051-06-01 | 0 | 0 | 0 | 0
2051-07-01 | 0 | 0 | 0 | 0
2051-08-01 | 0 | 0 | 0 | 0
Sum | 0 | 0 | 0 | 0

## AgWaterDemand
Supply Requirement (including loss, reuse and DSM) (Cubic Meter)
Levels, All Branches, Branch: Demand Sites and Catchments, Levels: 1, Scenario: Wastewater Reuse No Desal, All months (12), Tag: Irrigation
| H.Talekjount | I_El Guerdane | I_G1 Aoulouz | I_Modern Prive Chtouka | I_Modern Public Massa | I_Moderne Prive Massa | I_Moderne Prive Souss | I_Moderne Public Issen | I_Moderne Public Souss Amont | I_Oughzifen | I_PMH Anti Atlas Ait Baha | I_PMH Anti Atlas Ighrem | I_PMH de Tiznit | I_PMH Montagne Souss | I_PMH Taliouine Tifnoute | I_PMH Tamri Tamraght | I_Tassila | I_Traditional Rehabilite du Souss Perimetre Diffus | I_Traditional Rehabilite Issen | I_Traditionnel non Rehabilite 2eme | I_Traditionnel rehabilite du Souss 1ere | I_Traditionnel Rehabilite Souss Amont | Sum
2018-09-01 | 0 | 0 | 0 | 0 | 915166.8824 | 0 | 0 | 2282870.7215 | 1629343.4293 | 0 | 0 | 0 | 0 | 0 | 0 | 0 | 110183.8376 | 0 | 1250528.3328 | 0 | 0 | 926464.386 | 7114557.5897
2018-10-01 | 0 | 2010681.8794 | 1416485.8394 | 1878204.9518 | 814982.7405 | 659497.6783 | 8193465.7677 | 2841403.8203 | 2473551.5564 | 10679.366 | 330940.3236 | 415640.6462 | 724369.1083 | 682383.0316 | 3710301.7093 | 325944.8759 | 1001.9286 | 171457.9428 | 1531023.7649 | 1003265.1608 | 1967635.3812 | 959218.0923 | 32122135.5652
2018-11-01 | 0 | 1779990.1845 | 415053.9973 | 0 | 4081142.9296 | 2928611.4483 | 6486794.8207 | 2632732.5106 | 2806678.9792 | 38123.3865 | 0 | 0 | 6111775.7863 | 0 | 0 | 818749.1067 | 1043225.6884 | 1392233.9508 | 1573518.7647 | 8139005.386 | 8922244.9164 | 1648019.3175 | 50817901.1735
2018-12-01 | 0 | 2416471.2287 | 604057.7702 | 1830590.0827 | 3425010.4263 | 1080580.4313 | 7593089.5942 | 1316234.1901 | 4385433.0653 | 10029.5823 | 695360.2131 | 0 | 0 | 0 | 883378.7394 | 282703.3237 | 523112.1134 | 1059385.5918 | 1002289.2454 | 6397878.8077 | 7280983.5473 | 571064.4888 | 41357652.4418
2019-01-01 | 0 | 0 | 0 | 0 | 3385692.7424 | 0 | 0 | 294442.9323 | 40664.557 | 0 | 0 | 0 | 0 | 3947092.5124 | 0 | 0 | 0 | 0 | 9763.1221 | 0 | 0 | 105260.0813 | 7782915.9475
2019-02-01 | 0 | 2522536.3068 | 0 | 0 | 1157273.6961 | 6694721.7596 | 13529774.3582 | 3444589.5685 | 2498301.5946 | 111807.7234 | 0 | 0 | 2648650.9304 | 0 | 0 | 0 | 1051030.32 | 0 | 3191531.2778 | 0 | 0 | 11956.9458 | 36862174.4812
2019-03-01 | 0 | 13978013.383 | 8109162.5353 | 12515089.6699 | 6029808.7336 | 2182355.3412 | 54389450.0039 | 6828456.9393 | 6751016.4606 | 30434.5274 | 4250314.2179 | 4582123.6249 | 3817361.0391 | 6728325.8532 | 18685724.6711 | 2657738.6109 | 1031336.3552 | 1228574.1788 | 3710988.4193 | 7107986.518 | 8049047.7592 | 2610201.4987 | 175273510.3405
2019-04-01 | 0 | 13417113.6605 | 779811.2733 | 2646853.305 | 7747367.9207 | 2070749.3607 | 65885118.3805 | 3574014.4156 | 4441004.0414 | 80879.8818 | 84434.9377 | 835051.8208 | 4020458.3709 | 6129010.6386 | 132843.7127 | 282438.4046 | 0 | 2558484.931 | 3485643.2654 | 6804577.8211 | 16148108.9003 | 4550263.5237 | 145674228.5663
2019-05-01 | 0 | 7367920.2183 | 1570649.0508 | 5620241.0182 | 7099554.7406 | 10231562.4137 | 27365618.1732 | 6048227.6536 | 5536237.3733 | 64442.2862 | 992169.3909 | 955831.9364 | 4396130.6593 | 10225679.8201 | 448269.1924 | 287491.7407 | 1617161.1809 | 1798445.5553 | 3171849.4107 | 7669420.5027 | 11332943.0443 | 4759310.8129 | 118559156.1744
2019-06-01 | 0 | 7712428.1614 | 1465949.6146 | 3066283.9234 | 9881502.7672 | 4615470.4979 | 18912592.0836 | 1568405.3888 | 3031513.1518 | 91710.1232 | 137176.2371 | 1748669.4214 | 586115.2064 | 428824.6858 | 691012.1837 | 0 | 2114397.3993 | 116655.8466 | 362867.851 | 867770.7513 | 776332.8647 | 1219959.2312 | 59395637.3905
2019-07-01 | 0 | 7932624.4539 | 1472334.3919 | 4793397.5602 | 8154608.1749 | 7760002.122 | 30019602.3953 | 745349.9545 | 1568929.7446 | 103836.1186 | 139753.9602 | 867014.6371 | 0 | 215240.7584 | 227173.9156 | 0 | 1331371.2935 | 59068.583 | 358387.1862 | 437118.6071 | 1152124.0029 | 30198.5377 | 67368136.3977
2019-08-01 | 0 | 4556176.7663 | 733534.7305 | 2255642.1624 | 8755572.6863 | 3335925.8744 | 20938628.7239 | 861455.9107 | 2363524.1315 | 27924.7774 | 0 | 0 | 0 | 0 | 0 | 0 | 2106143.7411 | 0 | 0 | 0 | 0 | 15045.3449 | 45949574.8494
2019-09-01 | 0 | 0 | 0 | 0 | 1372371.1986 | 0 | 7516199.0551 | 2475774.2467 | 4356216.0965 | 0 | 0 | 0 | 0 | 0 | 0 | 0 | 112917.0624 | 0 | 1354658.3619 | 0 | 0 | 1264313.1064 | 18452449.1275
2019-10-01 | 0 | 1410472.5343 | 1066494.6772 | 1435938.782 | 2206854.4199 | 950644.5928 | 8321107.4287 | 3038722.3553 | 867336.7172 | 12739.314 | 440055.7282 | 483912.3281 | 1420660.7911 | 650370.5276 | 2120460.3587 | 466245.7605 | 322290.8072 | 1678321.4654 | 1824966.6889 | 9820494.1812 | 11015647.9798 | 1263882.445 | 50817619.8831
2019-11-01 | 0 | 1778807.5953 | 1049924.2316 | 4201114.1592 | 1209245.6294 | 3364987.8156 | 31314182.0516 | 4251616.2396 | 3909937.9858 | 57896.8699 | 1742219.8853 | 1204052.8369 | 2760623.6372 | 0 | 873319.3378 | 829883.0246 | 1048238.051 | 2585389.7479 | 2577426.2191 | 7444746.141 | 7707580.3146 | 1768971.9926 | 81680163.7658
2019-12-01 | 0 | 7864663.821 | 3579107.078 | 1836311.5016 | 6987220.8022 | 1788880.4998 | 27887090.2264 | 2988980.7683 | 5189737.2569 | 44765.977 | 0 | 0 | 4693581.2905 | 5937637.8291 | 6335906.5577 | 1324199.7486 | 388375.2736 | 1121910.446 | 3188275.4523 | 6591902.5057 | 16246870.2701 | 752310.0897 | 104747727.3946
2020-01-01 | 0 | 0 | 5456536.5369 | 7709871.7481 | 4751964.3068 | 5046861.5139 | 3669199.5101 | 3274588.9913 | 3567794.1661 | 55433.7119 | 0 | 0 | 0 | 0 | 0 | 828734.9179 | 1042699.8864 | 0 | 1503924.0841 | 434184.098 | 443766.3459 | 1499079.467 | 39284639.2843
2020-02-01 | 0 | 5374555.6101 | 0 | 0 | 2799903.6311 | 1244961.6311 | 53110928.9019 | 3535176.1369 | 1433199.0756 | 74006.4371 | 0 | 4057134.8685 | 2279724.6413 | 0 | 889298.2481 | 2396516.6821 | 251222.3065 | 100056.1804 | 1980719.102 | 0 | 710743.7505 | 1102939.4827 | 81341086.686
2020-03-01 | 0 | 0 | 0 | 10200026.4136 | 2957981.0075 | 2810876.1697 | 7542472.9133 | 176705.6559 | 103937.3145 | 0 | 3579507.6205 | 0 | 3729298.2208 | 0 | 0 | 0 | 0 | 0 | 774.6642 | 0 | 0 | 25551.8802 | 31127131.8601
2020-04-01 | 0 | 13587643.4606 | 779732.3027 | 2631001.1602 | 7298115.5819 | 4175593.0123 | 55011132.3371 | 8875337.1239 | 5718604.4494 | 69792.7751 | 799073.227 | 846125.4972 | 3938966.4911 | 6189679.6838 | 129374.9543 | 285082.1382 | 1088373.0068 | 1092686.6155 | 6067855.1399 | 6563759.115 | 7249413.0366 | 1318775.1297 | 133716116.2384
2020-05-01 | 0 | 7660856.3201 | 1595472.9962 | 5561288.9382 | 7194996.7148 | 8822350.0745 | 23932565.4828 | 3541157.3479 | 6650938.456 | 78290.4182 | 970953.9718 | 966964.8018 | 4346987.5642 | 4179751.2895 | 452759.0064 | 0 | 1924143.8455 | 1471324.745 | 1790543.8808 | 7393219.6315 | 8802423.16 | 3990204.7854 | 101327193.4305
2020-06-01 | 0 | 8375322.7434 | 1472608.3065 | 3082756.595 | 10229648.248 | 7043698.271 | 28057205.4151 | 4299907.3846 | 5052251.6715 | 100178.2793 | 145777.7241 | 981188.6338 | 578580.2234 | 430905.6467 | 681758.8948 | 0 | 1065155.0754 | 118545.3678 | 1459307.3273 | 1301859.4117 | 1145807.4032 | 1287688.8354 | 76910151.4579
2020-07-01 | 0 | 8149424.9145 | 1477593.9562 | 6942875.4594 | 8568265.6801 | 5522512.4347 | 29988227.4456 | 695097.4768 | 1450951.556 | 76503.1571 | 140411.8855 | 883364.2695 | 0 | 211543.6902 | 230901.83 | 0 | 1442148.0422 | 57376.3201 | 715755.6285 | 443292.6922 | 805294.2097 | 51127.5482 | 67852668.1965
2020-08-01 | 0 | 3865308.3701 | 777044.0385 | 2142933.3153 | 9449628.4933 | 3412195.3809 | 24700547.3058 | 878934.3306 | 2402498.6402 | 67629.645 | 0 | 799679.8105 | 0 | 0 | 0 | 0 | 2086461.5625 | 0 | 0 | 0 | 0 | 0 | 50582860.8928
2020-09-01 | 0 | 0 | 0 | 0 | 1381515.4698 | 0 | 3860918.6675 | 2811419.2547 | 2817945.144 | 0 | 0 | 0 | 0 | 0 | 0 | 0 | 1142215.7235 | 0 | 1364366.9789 | 0 | 0 | 1239616.6377 | 14617997.8761
2020-10-01 | 0 | 1446009.4153 | 1587218.8066 | 1211898.3882 | 2462745.1134 | 840523.3896 | 12066159.1221 | 2965261.5009 | 2343355.911 | 14440.9229 | 652297.9708 | 960279.4651 | 2614142.5973 | 3705406.5106 | 3504932.5014 | 756114.2856 | 1037.438 | 2255515.5041 | 3441980.9191 | 1889406.7393 | 9217155.1503 | 2130105.3378 | 56065986.9893
2020-11-01 | 0 | 112271.0584 | 2073958.0434 | 1084809.211 | 3412730.0445 | 3568531.005 | 20699111.5351 | 858176.7783 | 1121746.3573 | 13641.3289 | 0 | 0 | 389562.3667 | 5908824.7468 | 4990409.5644 | 796028.0888 | 1045275.4195 | 34214.4668 | 625152.061 | 8318193.2751 | 8960156.0848 | 95870.4651 | 64108661.9009
2020-12-01 | 0 | 4091706.4654 | 425166.7666 | 6341484.515 | 4995565.5662 | 3036161.1365 | 35109386.738 | 4659181.7363 | 2520430.5664 | 53231.9763 | 0 | 0 | 4968018.2749 | 0 | 884303.8411 | 821470.6528 | 287158.8367 | 1458704.596 | 2036087.0577 | 0 | 258443.772 | 1674248.2335 | 73620750.7316
2021-01-01 | 0 | 6548358.6756 | 5457151.7363 | 0 | 5155107.734 | 3430398.5648 | 37765219.8713 | 4415143.3354 | 7874067.881 | 45037.7629 | 702945.5255 | 2905970.4102 | 0 | 4057288.6999 | 12994549.432 | 1884809.574 | 1036036.1843 | 1071734.4506 | 4232941.9461 | 6787940.6592 | 7670071.1212 | 2646532.0637 | 116681305.6277
2021-02-01 | 0 | 2482595.5221 | 0 | 10537030.0814 | 1569002.6638 | 4604124.9575 | 5944765.1792 | 1168375.317 | 255200.9413 | 58813.9066 | 3055807.237 | 0 | 2252189.6899 | 0 | 0 | 825052.5537 | 384266.7027 | 98248.1064 | 983927.7157 | 599478.8159 | 0 | 110628.9449 | 34929508.3351
2021-03-01 | 0 | 13264384.2519 | 8156856.4462 | 12530628.3058 | 6150842.6312 | 2372946.9237 | 60124328.5838 | 7072568.9111 | 5727647.8922 | 86067.7331 | 19580.105 | 4610704.7731 | 3767240.3648 | 2531390.809 | 18792549.2562 | 2662920.4979 | 1040953.4018 | 1206701.4398 | 4075921.5807 | 7207328.1978 | 8028530.4095 | 1409662.2599 | 170839754.7747
2021-04-01 | 0 | 3553037.619 | 787691.8209 | 2316464.3522 | 7093478.9879 | 1971131.2139 | 14094316.2227 | 3260878.0266 | 4282043.9727 | 12719.6562 | 4314556.705 | 767125.7152 | 6602778.2274 | 10271073.887 | 138898.7148 | 282683.8064 | 1049812.1724 | 1502622.551 | 3117651.8662 | 6687048.2011 | 8334174.7755 | 3948915.8954 | 84389104.3891
2021-05-01 | 0 | 7482244.3482 | 806591.3382 | 3618950.8775 | 9792488.0551 | 9479530.9512 | 24159265.2862 | 6242238.5013 | 5738734.0994 | 98144.0753 | 956028.505 | 963927.749 | 297930.423 | 384775.0123 | 452232.4687 | 285225.8038 | 1060223.9977 | 1206304.2022 | 3120821.8349 | 7386904.5287 | 7884234.943 | 2502123.9758 | 93918920.9763
2021-06-01 | 0 | 8395171.6613 | 1500482.2485 | 5235312.6123 | 11152843.6681 | 7310232.9661 | 31076294.8963 | 1380146.9987 | 5088932.2497 | 118552.5847 | 384641.359 | 1056898.0707 | 619967.8371 | 642679.6648 | 451093.3866 | 0 | 2084744.0412 | 116222.7451 | 363346.413 | 1338379.572 | 1155944.6616 | 1262794.684 | 80734682.3207
2021-07-01 | 0 | 8078006.2612 | 2624335.0657 | 4882797.9479 | 8106652.0361 | 7730899.6492 | 29566326.6115 | 764874.5575 | 1445157.4281 | 76454.7199 | 175841.5748 | 1648652.7748 | 298187.7736 | 217360.6985 | 441821.5925 | 0 | 1157755.2159 | 56490.7385 | 361449.5286 | 445246.5125 | 1192846.6232 | 31992.3489 | 69303149.6588
2021-08-01 | 0 | 3839019.0813 | 1224158.866 | 2168564.8832 | 9138997.4954 | 3322796.7468 | 20749099.9177 | 1014612.3756 | 2317388.1412 | 27868.3336 | 0 | 0 | 0 | 0 | 0 | 0 | 2089578.088 | 0 | 0 | 0 | 0 | 0 | 45892083.9288
2021-09-01 | 0 | 0 | 0 | 0 | 1592984.5614 | 0 | 3818802.0356 | 4587904.0049 | 2726480.9482 | 0 | 0 | 0 | 0 | 0 | 0 | 0 | 102743.3365 | 0 | 2484844.6409 | 0 | 0 | 1959750.2776 | 17273509.8052
2021-10-01 | 0 | 2704638.5304 | 1741786.7821 | 2056574.7343 | 2450876.8735 | 2978422.9708 | 11989871.843 | 3538914.9245 | 4690479.4386 | 34327.3949 | 1477325.1472 | 996755.4567 | 6131891.3033 | 8645283.9674 | 4058060.301 | 736031.6488 | 1508494.1089 | 2582725.8342 | 3710231.119 | 7727554.7567 | 15491199.3074 | 2364147.4478 | 87615593.8903
2021-11-01 | 0 | 6942649.7008 | 3894207.8076 | 3121950.6482 | 5047886.8427 | 4042196.0076 | 33585874.2292 | 5101838.3439 | 6012406.7645 | 56406.6746 | 1137333.7792 | 1788164.9597 | 6073959.243 | 5998627.1624 | 4748427.0239 | 2184608.9861 | 1047991.5379 | 1348231.8727 | 2758140.6938 | 21021549.7821 | 16070291.9929 | 2272144.4538 | 134254888.5064
2021-12-01 | 0 | 5408349.9028 | 4493814.6343 | 3567296.6554 | 2658074.1354 | 1362441.7926 | 56965365.5657 | 1042931.1471 | 3837071.6882 | 30233.2958 | 2000391.1471 | 347352.3873 | 0 | 0 | 0 | 1398220.4933 | 0 | 2983621.2537 | 2733652.274 | 16628110.6055 | 17942843.2403 | 2985738.7379 | 126385508.9565
2022-01-01 | 0 | 9063551.6924 | 4788844.441 | 1880918.0773 | 6732824.9542 | 487645.4274 | 0 | 2289428.5757 | 1674881.0068 | 46050.9699 | 2958478.191 | 2805457.4413 | 1535717.7581 | 0 | 11017275.7666 | 546854.8294 | 0 | 1335904.3956 | 5363359.4773 | 8036446.3459 | 8615421.9187 | 3436981.4765 | 72616042.745
2022-02-01 | 0 | 14318670.4753 | 7749571.0687 | 11836662.0171 | 2571462.8668 | 7194567.9824 | 53240930.3072 | 6775163.2898 | 5847027.614 | 108602.6745 | 0 | 0 | 3766247.8294 | 10080256.6758 | 887351.3401 | 817187.0876 | 1035782.4478 | 0 | 3641528.52 | 680737.2343 | 777401.1526 | 1163674.8511 | 132492825.4345
2022-03-01 | 0 | 10758263.7397 | 7293956.4805 | 2462526.0412 | 5878278.8866 | 2352651.1165 | 54711008.1044 | 7222718.5944 | 5482213.5736 | 57540.4325 | 4242479.9503 | 5389552.0004 | 2752150.0317 | 1013646.7056 | 18589112.4633 | 2905352.8161 | 1060444.5297 | 1193362.856 | 5769732.2993 | 6506994.5713 | 7313333.052 | 2775777.7578 | 155731096.0028
2022-04-01 | 0 | 3300325.7002 | 779722.0254 | 10003637.01 | 6691013.6623 | 2616099.2587 | 45073684.5584 | 2733355.1702 | 1393710.2434 | 16378.4728 | 690296.7799 | 0 | 3785125.57 | 431254.2135 | 0 | 0 | 1031759.77 | 1623709.7205 | 1410497.1486 | 712619.9261 | 9787313.5086 | 3130950.8701 | 95211453.6089
2022-05-01 | 0 | 7715585.3354 | 811113.7267 | 5933712.0386 | 6499035.1444 | 11325132.6901 | 29652777.3767 | 6917283.1743 | 6007376.3745 | 71179.023 | 260353.6694 | 873291.6119 | 4299502.0351 | 6294596.7627 | 231119.0709 | 287381.3679 | 1028269.5452 | 1188161.848 | 3534996.761 | 7423981.5252 | 7763338.8516 | 2171951.9081 | 110290139.8407
2022-06-01 | 0 | 7943935.6206 | 1431746.0429 | 5382780.2506 | 10484006.6331 | 5387967.3876 | 28163460.6273 | 1406645.3798 | 5078180.9626 | 138265.2516 | 272706.3434 | 1060718.7639 | 589542.4454 | 428802.9073 | 447258.809 | 0 | 2131749.686 | 114975.947 | 1784599.567 | 1301402.1719 | 1127538.8779 | 1284541.7923 | 75960825.4673
2022-07-01 | 0 | 8199527.8324 | 1482534.3901 | 4822454.4126 | 9920155.3895 | 7802133.4878 | 33479145.0259 | 708749.0103 | 1264643.368 | 104485.115 | 138910.7963 | 897932.584 | 308155.4805 | 212873.7569 | 456319.6948 | 0 | 1114174.3838 | 58416.8614 | 355383.3826 | 426510.2977 | 1159166.5509 | 35073.6247 | 72946745.4453
2022-08-01 | 0 | 3736277.3399 | 743916.4388 | 0 | 7574657.5529 | 2798165.1377 | 17034743.6492 | 1133150.4206 | 2374703.1999 | 39115.9587 | 0 | 789053.5241 | 0 | 0 | 0 | 0 | 2129818.8989 | 0 | 0 | 0 | 0 | 0 | 38353602.1207
2022-09-01 | 0 | 0 | 0 | 0 | 1133775.3511 | 0 | 3894306.8911 | 4608040.9967 | 2782075.1387 | 0 | 0 | 0 | 0 | 0 | 0 | 0 | 112567.0346 | 0 | 1369802.114 | 0 | 0 | 1064980.4081 | 14965547.9343
2022-10-01 | 0 | 4390586.5015 | 1450324.258 | 2740742.8673 | 5587116.5038 | 2665200.4612 | 23175511.7858 | 3526890.87 | 6333752.2414 | 49780.0389 | 1792393.7079 | 842295.329 | 3647189.3862 | 673719.9404 | 3613840.5779 | 1278407.6219 | 1539316.1658 | 2986885.4324 | 2471162.6458 | 19504336.3371 | 14634747.6671 | 3919669.9461 | 106823870.2857
2022-11-01 | 0 | 113112.0306 | 1025014.6458 | 1809153.6671 | 1715294.333 | 1506814.3956 | 27704453.1302 | 1097667.385 | 679466.6406 | 58074.3895 | 1253569.4233 | 976793.5415 | 3774684.7631 | 0 | 877221.1519 | 1651310.4408 | 8542.2607 | 2705105.9504 | 1779959.4005 | 7200409.2407 | 16304573.5473 | 1690611.5775 | 73931831.9151
2022-12-01 | 0 | 7519460.4497 | 604534.2052 | 1804924.5368 | 5969536.8892 | 3565947.1132 | 38382693.4973 | 4103244.5144 | 6339623.9935 | 19022.0158 | 2138732.4515 | 2380185.9332 | 976288.1831 | 9739422.7566 | 9337661.3883 | 0 | 518243.7017 | 1113623.7636 | 3839369.1197 | 6340039.3922 | 0 | 669698.0921 | 105362251.9972
2023-01-01 | 0 | 11888481.5886 | 5109805.0373 | 8621844.6913 | 7925630.9487 | 4191004.5849 | 44068608.5941 | 6452721.4546 | 4343691.3229 | 101698.5415 | 3341896.2359 | 0 | 3857201.4682 | 0 | 884547.4625 | 2745934.8715 | 1035010.092 | 87471.2847 | 5518852.2143 | 483669.1387 | 7685525.1553 | 2601824.2014 | 120945418.8886
2023-02-01 | 0 | 820363.0799 | 777601.3647 | 0 | 1075165.5856 | 3639944.4075 | 17077608.4345 | 1083984.5508 | 4603539.8248 | 12813.951 | 4869640.9622 | 4330551.8076 | 2141754.1991 | 6002166.0808 | 18838945.1685 | 4003242.0619 | 382690.1744 | 1174930.6451 | 7583772.3737 | 688673.7571 | 773147.8225 | 2628175.5843 | 82508711.8362
2023-03-01 | 0 | 13490614.7788 | 8254339.2162 | 12756434.9341 | 8145652.2558 | 6583723.1367 | 103058414.0701 | 7748119.9065 | 5786179.0541 | 89259.4699 | 5690835.2596 | 5416790.453 | 6610109.3833 | 5250128.3039 | 31348.9943 | 2933928.8624 | 2064527.9445 | 1197777.7207 | 4097728.2707 | 7274113.4116 | 8014808.8646 | 1441234.038 | 215936068.3289
2023-04-01 | 0 | 16595095.7956 | 798731.4267 | 2508755.9776 | 7760777.9868 | 2337087.028 | 73865108.7616 | 5819890.7353 | 4475820.5866 | 70452.0478 | 7074466.4838 | 844629.8787 | 3951380.6056 | 9962657.0171 | 18807467.7693 | 0 | 0 | 1536769.0651 | 8902812.4735 | 10234090.3937 | 11069257.7135 | 4187554.8765 | 190802806.6227
2023-05-01 | 0 | 4276603.7264 | 1594749.2628 | 5556721.301 | 7143925.2126 | 5977769.9677 | 32565096.3656 | 3782789.1496 | 7433832.567 | 64187.284 | 1358834.6621 | 881720.2236 | 4052505.5525 | 6506526.337 | 423799.2104 | 286209.598 | 1737506.6371 | 1801440.3911 | 6642682.1849 | 10653846.7601 | 11523862.8737 | 4391875.0783 | 118656484.3454
2023-06-01 | 0 | 8498677.7035 | 1442438.0513 | 3074874.0608 | 10597449.5863 | 9383973.3243 | 28736980.8107 | 3666599.756 | 3948273.3029 | 119871.6273 | 398441.5866 | 1054111.7411 | 608511.4844 | 421299.7614 | 674399.4533 | 0 | 2075475.3339 | 204690.2089 | 2797142.0084 | 1600455.6006 | 1377648.7788 | 1640435.151 | 82321749.3317
2023-07-01 | 0 | 8148430.5688 | 2648477.3727 | 4835053.3417 | 9747594.6505 | 4975271.5777 | 34426504.5853 | 1106568.9054 | 1777022.3128 | 75305.6169 | 280373.5294 | 864584.4242 | 295967.4679 | 216974.4011 | 223607.3863 | 0 | 1203487.0252 | 59649.9133 | 542067.9825 | 441144.779 | 1173915.1438 | 35109.6568 | 73077110.6414
2023-08-01 | 0 | 3705301.7028 | 1242176.1109 | 2194166.4434 | 7047710.8928 | 3414386.7451 | 7686956.6882 | 802882.0256 | 2337240.9271 | 39247.4378 | 0 | 788056.4182 | 0 | 0 | 0 | 0 | 2105175.5967 | 0 | 512349.9597 | 0 | 0 | 0 | 31875650.9482
2023-09-01 | 0 | 0 | 0 | 0 | 1277526.2723 | 0 | 7565734.6414 | 2484977.8098 | 2867667.309 | 0 | 0 | 0 | 0 | 0 | 0 | 0 | 103063.3391 | 0 | 2542774.1113 | 0 | 0 | 2017464.9014 | 18859208.3842
2023-10-01 | 0 | 2891145.5421 | 1486392.8145 | 3291704.7823 | 5219025.9691 | 2574955.8976 | 17867513.4386 | 6442906.2014 | 4410588.1242 | 56948.4222 | 1510120.7675 | 430496.0462 | 3728885.3124 | 704184.559 | 1783734.4318 | 1770943.1974 | 1200021.6589 | 3358306.8555 | 6473199.6234 | 17975291.7987 | 20491795.0342 | 2844291.1242 | 106512451.601
2023-11-01 | 0 | 111977.9801 | 3628934.8224 | 1541804.934 | 788571.155 | 664003.346 | 18940365.4661 | 778137.2216 | 58432.5919 | 3717.8554 | 2142419.8653 | 493814.3618 | 0 | 3793058.8638 | 667524.6795 | 1399545.2001 | 0 | 2574698.6103 | 5479077.5821 | 14576123.0618 | 16546444.3853 | 1924477.4821 | 76113129.4647
2023-12-01 | 0 | 4202044.5779 | 3671946.376 | 6716940.7009 | 4878103.5635 | 1504226.8036 | 43857047.3613 | 2320278.0866 | 6011066.1881 | 71228.2146 | 1403131.6895 | 0 | 3720943.5328 | 6134980.1399 | 0 | 1424765.2077 | 578483.8768 | 1443276.3214 | 1401781.5939 | 8450894.5497 | 9269694.1207 | 2007522.7459 | 109068355.6508
2024-01-01 | 0 | 8205002.1808 | 5497510.3896 | 0 | 7067281.3594 | 4844892.2486 | 43786265.8288 | 5513835.6102 | 4774692.6124 | 22286.8068 | 2772895.9365 | 3069809.4512 | 1528483.7868 | 0 | 14704334.3673 | 814450.9413 | 1042296.2889 | 1135040.2502 | 3229523.3922 | 6856083.9661 | 7773205.4562 | 1400971.1114 | 124038861.9848
2024-02-01 | 0 | 12866267.3072 | 707033.339 | 10425033.2004 | 3906928.6358 | 7057648.5559 | 54894912.6099 | 6873435.9361 | 4629522.4437 | 109662.4357 | 691809.4076 | 0 | 3755634.1867 | 10057732.3791 | 876263.6719 | 2688059.6369 | 526972.0011 | 1187066.0372 | 5225219.0601 | 6992774.5511 | 7870502.4338 | 2659665.0648 | 144002142.8943
2024-03-01 | 0 | 13192907.956 | 8160366.5015 | 12710583.7829 | 5887274.3796 | 2332811.2895 | 58583597.5318 | 4155646.4341 | 5669961.4204 | 57899.1294 | 4390970.7486 | 5385608.0828 | 6559030.1339 | 1607254.885 | 18678927.518 | 1103883.8854 | 1043781.6083 | 1396998.6156 | 4031424.5242 | 7860444.0663 | 9105036.2815 | 3490202.6888 | 175404611.4635
2024-04-01 | 0 | 3457934.1642 | 12792521.5472 | 2570791.3391 | 7333834.4526 | 3783416.6792 | 23899411.6158 | 6396894.0218 | 4404492.893 | 30016.8528 | 5836132.7377 | 813611.7304 | 161384.5647 | 9880352.5942 | 129811.1076 | 2600047.5152 | 1088911.6804 | 1798336.926 | 3476880.0817 | 10454419.2637 | 11834700.2231 | 4962877.8017 | 117706779.7921
2024-05-01 | 0 | 4377591.0244 | 1746751.4865 | 3232718.1811 | 5880124.3683 | 6790163.3713 | 15680209.9895 | 3527294.9604 | 3453057.8081 | 84735.2352 | 1269550.6173 | 881841.4753 | 4108391.276 | 217705.9548 | 227401.1275 | 286409.4812 | 1041788.1919 | 1206702.0725 | 5568249.907 | 7238003.4692 | 8065583.0599 | 2394150.1724 | 77278423.23
2024-06-01 | 0 | 8137868.0034 | 1478767.9934 | 5315645.2667 | 7571900.5679 | 8283142.6778 | 32938971.7853 | 3551007.8499 | 5083992.7847 | 101604.1621 | 403709.7548 | 1056041.7005 | 589939.9455 | 430793.7817 | 692215.0199 | 0 | 2064036.5617 | 119291.2464 | 2752474.0762 | 853602.4676 | 804189.9243 | 1276915.6208 | 83506111.1907
2024-07-01 | 0 | 11040609.6989 | 2689037.8543 | 4954365.8673 | 11287045.8006 | 7751428.1503 | 29808200.632 | 1123596.3941 | 1342352.9696 | 104472.1137 | 284561.5713 | 888154.5636 | 295637.6171 | 216224.6642 | 220212.5189 | 0 | 1099215.4812 | 56536.7908 | 892691.8426 | 435741.026 | 1171530.4191 | 35596.1419 | 75697212.1176
2024-08-01 | 0 | 815253.133 | 1056935.5477 | 2151818.9898 | 7276287.0921 | 3402469.6433 | 20729504.8477 | 799086.8582 | 2349736.509 | 39420.3318 | 0 | 789455.6337 | 0 | 0 | 0 | 0 | 2098574.2306 | 0 | 472380.6944 | 0 | 0 | 0 | 41980923.5113
2024-09-01 | 0 | 0 | 0 | 0 | 2242560.2091 | 0 | 3790599.8719 | 2585272.9781 | 1861767.8687 | 0 | 0 | 0 | 0 | 0 | 0 | 0 | 103394.9524 | 0 | 2569638.5434 | 0 | 0 | 1010025.409 | 14163259.8325
2024-10-01 | 0 | 3830573.664 | 1600355.5933 | 2993771.6787 | 4567952.2949 | 1266265.9599 | 15623220.7321 | 6373644.0876 | 6459534.2523 | 41972.1712 | 1998990.6417 | 852796.6525 | 7438568.1553 | 8956717.3023 | 3669516.3292 | 644827.3497 | 1289333.5672 | 3134726.8589 | 5755058.2547 | 18567455.7385 | 19091381.749 | 3280617.9859 | 117437281.0189
2024-11-01 | 0 | 1423197.9875 | 4476916.3343 | 0 | 731112.8843 | 825481.142 | 21752348.8269 | 23003.6119 | 314675.4903 | 3753.6391 | 2703003.4256 | 628153.4108 | 0 | 0 | 0 | 0 | 0 | 1314080.8423 | 5168591.3962 | 7271346.723 | 9235513.7096 | 1832478.4519 | 57703657.8758
2024-12-01 | 0 | 8953191.4814 | 3758037.004 | 6003058.6971 | 8199122.1521 | 3630473.4192 | 29780869.9164 | 5900941.5565 | 7459085.228 | 59909.6049 | 2076557.2335 | 1720564.9197 | 3388171.8625 | 6080555.7449 | 8266979.5294 | 0 | 559967.8886 | 2504947.849 | 3031658.7004 | 8393192.2637 | 16471798.7147 | 3086665.6486 | 129325749.4147
2025-01-01 | 0 | 1837161.9344 | 0 | 0 | 2542462.1914 | 2748393.9026 | 7631041.3179 | 212478.9933 | 262310.0647 | 27633.5529 | 3843817.1592 | 0 | 0 | 0 | 0 | 0 | 0 | 0 | 20399.6112 | 6410516.4013 | 0 | 90566.9656 | 25626782.0944
2025-02-01 | 0 | 2519730.7945 | 6342536.9866 | 2357087.3201 | 4100453.1356 | 4413114.1243 | 41118084.3895 | 4003840.0656 | 3140928.197 | 86007.8662 | 0 | 4169079.3574 | 3780160.8547 | 0 | 0 | 836835.6161 | 1031705.4713 | 0 | 3651569.0104 | 0 | 0 | 70643.0214 | 81621776.2106
2025-03-01 | 0 | 26695059.1374 | 8131096.8306 | 12517456.3005 | 6677383.999 | 5119779.1696 | 69032064.2677 | 7350287.5178 | 8929465.7241 | 84445.8316 | 4339607.671 | 5470457.7327 | 2730084.8813 | 3784981.1292 | 18916581.4192 | 2886461.228 | 1024058.5798 | 1202788.4191 | 5775485.7058 | 7289333.4387 | 8160055.2689 | 3732180.4826 | 209849114.7348
2025-04-01 | 0 | 3475684.3304 | 788751.9012 | 12849868.3545 | 6924522.1038 | 3174081.518 | 56997734.1736 | 6040691.1758 | 3180534.3363 | 28490.6132 | 764832.4811 | 43547.7066 | 4017201.6285 | 9946480.3259 | 18848049.1239 | 289452.6686 | 1027117.2472 | 1733482.0787 | 1394078.2004 | 7437913.5705 | 10837077.3501 | 4414328.1599 | 154213919.0484
2025-05-01 | 0 | 3826467.4567 | 798954.8653 | 3210378.7233 | 6674486.637 | 5537682.516 | 19350240.3762 | 3718269.9085 | 4698024.5321 | 64946.7009 | 833616.8347 | 97049.1194 | 4008065.9405 | 207355.3837 | 218416.4527 | 0 | 911721.7609 | 1430432.3077 | 3443252.8549 | 7314469.3372 | 7443764.7676 | 3811776.835 | 77599373.3104
2025-06-01 | 0 | 8380209.6617 | 1517735.2328 | 5276966.808 | 9001939.5765 | 7591817.3401 | 28453348.5325 | 3805564.8635 | 3841255.2214 | 92577.7373 | 333016.85 | 1736441.5771 | 597693.6674 | 433504.4788 | 460557.9168 | 0 | 2147805.4544 | 175162.6768 | 1786307.9089 | 891847.1044 | 1162160.3473 | 1255793.3769 | 78941706.3329
2025-07-01 | 0 | 8140783.2032 | 1510069.2061 | 4744750.456 | 9668766.7897 | 7724018.9884 | 33139893.0868 | 1069378.3398 | 1870096.5604 | 104224.9327 | 230205.6549 | 878943.0308 | 288484.1138 | 212379.9902 | 222616.2548 | 0 | 1142880.9565 | 57925.4696 | 357874.4297 | 448148.0738 | 1166719.3095 | 35167.1461 | 73013325.9926
2025-08-01 | 0 | 3889982.4794 | 717705.6821 | 0 | 9094882.3974 | 2751909.3374 | 17057437.779 | 788654.0142 | 3557435.1032 | 39457.4631 | 0 | 0 | 0 | 0 | 0 | 0 | 2087147.6062 | 0 | 0 | 0 | 0 | 14910.904 | 39999522.7663
2025-09-01 | 0 | 0 | 0 | 0 | 4206495.5715 | 0 | 3811694.1427 | 2571224.3811 | 1650172.425 | 0 | 0 | 0 | 0 | 0 | 0 | 0 | 1151872.5007 | 0 | 1323008.4029 | 0 | 0 | 1036441.8786 | 15750909.3026
2025-10-01 | 0 | 2188199.9587 | 1426255.9264 | 2769903.972 | 3998504.1884 | 1280708.8321 | 20158457.4587 | 5845711.8953 | 4076599.8469 | 20622.2031 | 1365458.704 | 840088.943 | 2824336.7764 | 1280919.0106 | 3629071.0231 | 1316738.0856 | 1037953.7696 | 2789120.9032 | 5054479.6906 | 13320319.7134 | 15381133.2266 | 1841884.3672 | 92446468.4949
2025-11-01 | 0 | 3291999.0809 | 2181233.3201 | 1846850.9951 | 1227346.0887 | 4094497.5311 | 28259075.2373 | 789213.742 | 1571618.4969 | 54168.6369 | 1403497.1829 | 0 | 4405718.2319 | 5193765.5097 | 0 | 1256505.3775 | 0 | 1436020.0999 | 605643.4289 | 7805164.4016 | 9289968.5501 | 2842885.7118 | 77555171.6235
2025-12-01 | 0 | 2593694.9141 | 0 | 1829734.6909 | 4067560.0894 | 1145048.2819 | 24489596.2185 | 5169044.036 | 4152532.135 | 58790.8963 | 2084487.6674 | 372118.616 | 2401722.435 | 0 | 872614.5068 | 1220585.6167 | 484676.1494 | 51489.9013 | 3096062.4418 | 327650.6412 | 0 | 750378.0377 | 55167787.2753
2026-01-01 | 0 | 11860237.4551 | 6103519.6831 | 7596194.2432 | 7210584.5639 | 5808460.6819 | 35908845.4157 | 1451490.6357 | 6516330.7224 | 34139.565 | 2754894.8647 | 0 | 5446682.3996 | 3768801.6247 | 0 | 2646840.9342 | 1048448.213 | 1148902.1069 | 19545.891 | 6417899.8899 | 7613778.3163 | 1192572.0871 | 114548169.2935
2026-02-01 | 0 | 832086.9759 | 0 | 0 | 949580.458 | 2793701.3896 | 43716479.4955 | 2759011.509 | 65246.1514 | 98728.2787 | 4440878.4061 | 0 | 0 | 5997951.0627 | 902357.366 | 4368592.753 | 96821.0582 | 111270.354 | 2078172.2865 | 560967.8933 | 619270.1479 | 238227.7445 | 70629343.3304
2026-03-01 | 0 | 13490827.809 | 8148479.4095 | 12547175.2251 | 6502492.3188 | 2320650.0959 | 13662553.6979 | 4419568.1586 | 5657435.7628 | 19282.1341 | 19137.9605 | 4628577.2165 | 2762932.4563 | 457203.027 | 19020950.9865 | 0 | 1075630.8108 | 1095245.2514 | 3228126.0832 | 836105.6713 | 8207431.6944 | 1384995.0784 | 109484800.8481
2026-04-01 | 0 | 3626856.0271 | 796015.0954 | 2689688.0518 | 4292086.6719 | 2205800.227 | 55103168.8958 | 2943409.2579 | 3221591.5155 | 72815.0497 | 700145.9622 | 767366.0461 | 4009223.9514 | 9724151.003 | 167708.3117 | 282130.9319 | 0 | 1222137.6581 | 2918034.1869 | 6758156.1804 | 173177.6532 | 2342918.6317 | 104016581.3087
2026-05-01 | 0 | 4720446.2986 | 809627.0333 | 5487383.8041 | 7828589.523 | 9870134.8108 | 27998679.1485 | 6679748.5159 | 6545402.096 | 75640.5933 | 955800.6126 | 1072178.0577 | 4459483.9852 | 6592484.6098 | 457383.026 | 284380.7028 | 1871924.5311 | 1293588.5769 | 4887328.6867 | 7278993.1089 | 8253006.4863 | 4260045.8733 | 111682250.0807
2026-06-01 | 0 | 8199368.3551 | 1773034.1205 | 3013876.3624 | 9755304.5616 | 4775426.1053 | 18448994.6208 | 1246839.396 | 3028534.3737 | 117995.4064 | 278166.5634 | 984613.3375 | 289772.303 | 436664.0092 | 469688.8203 | 0 | 1064923.5076 | 178284.382 | 359312.421 | 1323372.7251 | 804393.2071 | 1329554.2858 | 57878118.8637
2026-07-01 | 0 | 7571701.7804 | 2223513.1181 | 4821551.4184 | 10317008.3171 | 7752078.5939 | 42476577.2178 | 856346.3704 | 1192113.0523 | 75714.9128 | 142363.5915 | 1689580.3956 | 292128.7893 | 209175.1987 | 223824.0387 | 0 | 1578655.8517 | 61591.1254 | 360043.8277 | 439531.4701 | 1193045.7475 | 50782.079 | 83527326.8962
2026-08-01 | 0 | 4528299.2421 | 761622.4002 | 2210277.2662 | 7391159.7323 | 3338819.5872 | 20441317.6735 | 792295.5453 | 2410824.3571 | 67387.7522 | 0 | 0 | 0 | 0 | 0 | 0 | 2180677.581 | 0 | 0 | 0 | 0 | 0 | 44122681.137
2026-09-01 | 0 | 0 | 0 | 0 | 4273494.6825 | 0 | 3838117.9698 | 4757462.2133 | 2840805.3843 | 0 | 0 | 0 | 0 | 0 | 0 | 0 | 256582.3128 | 0 | 2570583.6379 | 0 | 0 | 981569.5926 | 19518615.7932
2026-10-01 | 0 | 1994826.4378 | 673305.4713 | 1908939.6326 | 1192397.9989 | 2720759.7856 | 13996442.8088 | 3359973.0866 | 1794173.3802 | 3462.0661 | 326452.1862 | 417050.249 | 1576526.1249 | 39022.0651 | 1712915.328 | 479619.9654 | 1325370.5613 | 2361128.9456 | 2107759.5679 | 8219235.7437 | 15196775.0092 | 1705970.8957 | 63112107.3101
2026-11-01 | 0 | 6420871.4686 | 3476473.2704 | 1840597.5265 | 4308443.3418 | 1895037.2089 | 22109318.5212 | 1238573.4792 | 3834040.8483 | 59958.553 | 648509.3165 | 0 | 3750395.1938 | 3765485.638 | 4683412.5861 | 1826457.6151 | 1031535.1032 | 1443221.9232 | 2204940.8032 | 14577512.7053 | 9015915.5148 | 1602950.4344 | 89733651.0514
2026-12-01 | 0 | 7105536.3417 | 614734.8414 | 3658395.4756 | 6465104.1619 | 3191193.9644 | 25120409.2611 | 5189335.2631 | 5234390.5459 | 0 | 2307227.7193 | 1562308.7486 | 3702619.5998 | 5915406.5891 | 8792520.1201 | 1576429.4217 | 138426.4593 | 1115708.0474 | 2661547.47 | 251619.1943 | 7581450.5412 | 1948312.6314 | 94132676.3977
2027-01-01 | 0 | 9386609.772 | 5029108.3933 | 1899112.5375 | 5060675.6724 | 4241179.0367 | 70698353.3548 | 5941754.2093 | 5450425.8374 | 69849.312 | 0 | 3375381.4358 | 3832283.8731 | 253513.5342 | 901936.3043 | 2684596.0845 | 1032690.8297 | 68946.3142 | 3392182.3147 | 6876923.8002 | 0 | 1208088.1733 | 131403610.7894
2027-02-01 | 0 | 1697900.0313 | 0 | 0 | 3907620.3734 | 2550004.9874 | 54186245.1681 | 328910.6092 | 137100.091 | 26994.0631 | 0 | 0 | 0 | 0 | 17745470.9416 | 3605410.8836 | 0 | 118443.2163 | 3918149.0154 | 7179942.7459 | 766088.731 | 1350770.76 | 97519051.6174
2027-03-01 | 0 | 14070398.6251 | 8231066.0333 | 12482964.0596 | 7444467.2219 | 6619354.6955 | 55459492.5154 | 6963916.0556 | 6761831.2352 | 85200.5902 | 4300357.1729 | 5349963.8127 | 6603961.7978 | 10278744.9894 | 18945599.102 | 2876718.095 | 1041894.6684 | 1199900.1833 | 5802657.9488 | 7190120.0438 | 8161438.7147 | 2669831.9957 | 192539879.5562
2027-04-01 | 0 | 6568586.4668 | 8880297.5871 | 12810959.7795 | 6853256.3607 | 1539200.0596 | 24074504.7618 | 8766261.7915 | 6225614.0209 | 42548.8149 | 762474.0919 | 833307.8626 | 3906768.7259 | 9821923.9337 | 125238.6464 | 3324438.8584 | 1049712.1227 | 2761281.8133 | 8275186.8703 | 14668153.1706 | 17550928.5093 | 4434425.5131 | 143275069.7609
2027-05-01 | 0 | 4089281.4434 | 798380.8954 | 5515978.7334 | 7538252.7329 | 8562752.4392 | 19849207.782 | 3780252.6412 | 3440728.9851 | 62286.957 | 1237055.8281 | 176581.8328 | 561823.8373 | 10327185.673 | 424286.886 | 407197.8306 | 808442.0421 | 1525241.9062 | 6705220.2596 | 8962942.3338 | 9917846.2744 | 4479876.1583 | 99170823.4719
2027-06-01 | 0 | 8171918.1342 | 1447679.854 | 3539872.3669 | 9676674.7081 | 7893491.6369 | 25652644.1532 | 4336992.467 | 4963672.3218 | 118721.2537 | 369354.7439 | 1733850.4571 | 588681.8075 | 436717.4888 | 682192.6387 | 0 | 2106845.8976 | 179230.6915 | 2776162.1326 | 1306029.5968 | 1181169.934 | 1283586.8161 | 78445489.1004
2027-07-01 | 0 | 8025786.4084 | 2664473.5555 | 4356524.3596 | 9133211.8923 | 3956884.5418 | 33756788.8606 | 756014.1551 | 1563533.8418 | 78954.6474 | 251954.8556 | 880762.9045 | 300694.6678 | 209521.9621 | 0 | 0 | 1412994.2842 | 58275.7172 | 537798.507 | 434602.8386 | 782950.4185 | 34830.5512 | 69196558.9691
2027-08-01 | 0 | 3768265.5107 | 1236108.6487 | 2224779.7896 | 7076362.9133 | 3373322.3417 | 17091581.3937 | 826983.9485 | 2388599.8816 | 27071.0171 | 0 | 0 | 0 | 0 | 0 | 0 | 2127041.7754 | 0 | 497262.6272 | 0 | 0 | 0 | 40637379.8475
2027-09-01 | 0 | 0 | 0 | 0 | 1834465.3481 | 0 | 7629696.4245 | 2771407.2862 | 1807940.7424 | 0 | 0 | 0 | 0 | 0 | 0 | 0 | 226309.7383 | 0 | 2528557.8336 | 0 | 0 | 923627.3019 | 17722004.6751
2027-10-01 | 0 | 919658.05 | 680993.7575 | 950843.5627 | 2844105.2062 | 2087190.221 | 9686370.0763 | 2932829.3775 | 2528919.4558 | 38096.4959 | 699027.6092 | 418930.3312 | 5358092.4693 | 0 | 1754600.8943 | 672703.5482 | 812847.5786 | 995468.1657 | 4430542.8968 | 3156096.413 | 6520007.1464 | 1895938.6449 | 49383261.9004
2027-11-01 | 0 | 2820489.8072 | 0 | 0 | 1370340.4576 | 3604513.4452 | 25298168.6085 | 883337.1015 | 1269999.5412 | 54789.2097 | 946182.2669 | 0 | 741181.0661 | 0 | 0 | 520421.4572 | 0 | 1428109.3958 | 2291607.9998 | 8309201.584 | 9087466.0841 | 82264.6226 | 58708072.6474
2027-12-01 | 0 | 409940.3721 | 0 | 0 | 1510626.9733 | 450554.8674 | 3034936.7438 | 141993.9018 | 272045.797 | 20036.48 | 0 | 0 | 0 | 0 | 0 | 0 | 152369.1006 | 0 | 9643.6252 | 0 | 0 | 47624.0351 | 6049771.8963
2028-01-01 | 0 | 823989.2318 | 0 | 0 | 2560553.431 | 2535578.6545 | 3775509.5104 | 365747.8294 | 14311.1966 | 0 | 0 | 0 | 0 | 0 | 0 | 0 | 0 | 0 | 1515.861 | 0 | 0 | 11436.0809 | 10088641.7957
2028-02-01 | 0 | 1667979.4999 | 0 | 2277751.1421 | 4922516.6654 | 7160794.7605 | 45283388.3491 | 3948774.1234 | 931834.0854 | 107156.4112 | 0 | 0 | 0 | 0 | 889026.1468 | 0 | 1192555.3132 | 100436.9715 | 3664176.0065 | 0 | 0 | 112756.1017 | 72259145.5765
2028-03-01 | 0 | 14145610.2896 | 0 | 12667765.535 | 3667896.4223 | 2357667.5899 | 55018340.3848 | 7061645.2112 | 5633091.6844 | 59128.1747 | 3644162.0933 | 13064.0833 | 6509067.6905 | 29626.6458 | 59997.7574 | 2608551.3031 | 1067219.7434 | 133871.568 | 3724793.0454 | 835505.6366 | 835770.3755 | 1374908.8817 | 121447684.116
2028-04-01 | 0 | 3448466.8524 | 8837210.7683 | 2592682.0742 | 9553412.169 | 1768271.7419 | 14302449.2207 | 3550775.006 | 3285919.8651 | 29721.5466 | 781959.0174 | 5420797.1188 | 4033506.1 | 10104854.1688 | 141328.7114 | 286731.5101 | 0 | 2334988.4645 | 3484058.0346 | 6730218.5803 | 7333794.9134 | 3943009.0908 | 91964154.9542
2028-05-01 | 0 | 4099132.0642 | 809847.3895 | 3320157.0178 | 7636442.567 | 6936191.4788 | 25057415.5133 | 3845221.9811 | 6291605.4142 | 71354.4198 | 851979.6263 | 970423.2431 | 593556.8466 | 6408239.5072 | 448403.6351 | 281835.7845 | 1742144.8153 | 117385.1016 | 3469574.7332 | 7347654.9168 | 7976632.1184 | 1235384.8495 | 89510583.0233
2028-06-01 | 0 | 8121616.6997 | 1440322.7088 | 5313082.2081 | 6726544.3657 | 8386588.2078 | 18523255.0335 | 3588830.3561 | 3047322.5693 | 109987.1108 | 284633.0449 | 954959.677 | 299743.8572 | 426088.0218 | 454592.8177 | 0 | 1068168.4546 | 114679.9352 | 1829587.1146 | 881423.6502 | 766673.0717 | 1242614.5898 | 63580713.4944
2028-07-01 | 0 | 10107660.7987 | 2187328.1648 | 4953290.3212 | 11207995.2562 | 5039581.9422 | 43442430.0606 | 813035.2284 | 1227534.9384 | 104699.7416 | 142301.2192 | 1649829.7555 | 299764.0685 | 215677.9951 | 219328.9988 | 0 | 1594281.2218 | 56411.6724 | 363501.662 | 439744.8891 | 1205192.899 | 39759.5702 | 85309350.4037
2028-08-01 | 0 | 1671279.6073 | 0 | 2197842.168 | 7372388.277 | 6221715.1736 | 11323183.5053 | 1089823.1768 | 2306418.2583 | 39086.9996 | 0 | 0 | 0 | 0 | 0 | 0 | 2073181.2613 | 0 | 0 | 0 | 0 | 0 | 34294918.427
2028-09-01 | 0 | 0 | 0 | 0 | 4654555.4272 | 0 | 3750687.3894 | 2781230.8678 | 4373383.7957 | 0 | 0 | 0 | 0 | 0 | 0 | 0 | 1187734.2561 | 0 | 1332039.8239 | 0 | 0 | 1018444.5154 | 19098076.0756
2028-10-01 | 0 | 2194246.0615 | 784348.4192 | 2129828.8008 | 429678.8126 | 1064184.3179 | 12127729.2278 | 2932837.8407 | 1830701.9439 | 16035.5611 | 332468.822 | 426715.4887 | 6347168.7966 | 5075673.1376 | 1902917.587 | 664992.5431 | 1039626.9968 | 302029.6503 | 1935750.9088 | 1785718.433 | 1867788.9229 | 1599794.6705 | 46790236.9429
2028-11-01 | 0 | 113306.8342 | 791382.0754 | 0 | 3540778.4796 | 657654.4525 | 5906745.7848 | 2603752.5487 | 1886632.9492 | 3740.9237 | 0 | 0 | 302968.6962 | 47873.082 | 2230852.5963 | 680297.8106 | 0 | 2192442.4029 | 1855438.0683 | 6540831.6481 | 7414715.1934 | 1619047.0937 | 38388460.6395
2028-12-01 | 0 | 0 | 0 | 0 | 2185688.423 | 783033.3246 | 24940714.4581 | 140063.146 | 269813.2786 | 0 | 0 | 0 | 0 | 0 | 0 | 0 | 226653.2815 | 0 | 9712.921 | 0 | 0 | 48293.791 | 28603972.6239
2029-01-01 | 0 | 5249103.9297 | 0 | 9934872.0016 | 4985143.2176 | 2201318.1798 | 18442989.3902 | 6561109.1993 | 289019.1424 | 86789.4413 | 0 | 0 | 5750752.5805 | 0 | 0 | 0 | 1037864.6006 | 0 | 2505275.5027 | 0 | 0 | 116762.6203 | 57160999.8061
2029-02-01 | 0 | 8901355.3811 | 0 | 0 | 4635451.7486 | 6582204.2542 | 40683322.558 | 1058995.3593 | 3370604.1412 | 83907.2061 | 0 | 0 | 0 | 0 | 0 | 3434280.7147 | 303880.3019 | 0 | 2058487.6403 | 0 | 0 | 1086723.8652 | 72199213.1706
2029-03-01 | 0 | 14257313.824 | 8210722.3039 | 12559903.3121 | 6548133.9793 | 2325859.0552 | 55316685.6083 | 7362566.877 | 6914449.4484 | 85216.3735 | 4326122.5241 | 4589258.9613 | 6452221.7756 | 2061221.9603 | 18840860.238 | 2601228.7007 | 1028380.0984 | 1205581.245 | 5762459.1818 | 7248876.2839 | 7932897.4582 | 2621085.0741 | 178251044.283
2029-04-01 | 0 | 3329642.7251 | 771696.11 | 2342654.4536 | 3838282.5108 | 3087488.9427 | 14288840.4018 | 2949058.3401 | 2077508.43 | 16843.124 | 704787.875 | 785076.7915 | 3750689.1955 | 6141130.5825 | 0 | 291406.8024 | 1044942.5211 | 1577215.1908 | 1400286.1507 | 0 | 8453341.9467 | 3079968.3242 | 59930860.4186
2029-05-01 | 0 | 4416700.9883 | 792975.6076 | 5484581.1878 | 8862901.2915 | 7588333.1135 | 25367443.5197 | 6501383.6689 | 5645728.4691 | 72723.5484 | 971445.6047 | 946273.2503 | 4338708.1032 | 4205266.4907 | 655301.8671 | 285910.6457 | 1010064.6132 | 1254243.2602 | 4919407.9955 | 7662870.5357 | 8068228.2484 | 3470598.1341 | 102521090.1435
2029-06-01 | 0 | 8270783.7035 | 1490132.1782 | 3498760.8902 | 7906651.75 | 11049068.6777 | 22832712.9487 | 3937222.7841 | 4840920.6265 | 122767.1715 | 304799.5925 | 1082486.8074 | 603645.0437 | 435493.1731 | 460644.2227 | 0 | 2076351.0981 | 118442.3613 | 1787763.9305 | 874626.8776 | 795756.8645 | 1227987.6176 | 73717018.3192
2029-07-01 | 0 | 8114720.6104 | 2200733.8136 | 4403489.2409 | 11653655.7355 | 3949268.7572 | 39316151.1668 | 1001472.7383 | 1326267.6471 | 103323.694 | 139542.6359 | 880427.0897 | 305085.2097 | 223231.0194 | 229172.1967 | 0 | 1094437.5442 | 58113.0225 | 363995.3637 | 446797.9607 | 1190948.3846 | 34956.0261 | 77035789.8573
2029-08-01 | 0 | 3859332.3966 | 0 | 2167444.9541 | 7806175.2444 | 3346653.0633 | 11239052.7475 | 782095.4335 | 2376765.3246 | 39899.6012 | 0 | 773216.2958 | 0 | 0 | 0 | 0 | 2096709.4732 | 0 | 0 | 0 | 0 | 0 | 34487344.5343
2029-09-01 | 0 | 0 | 0 | 0 | 1428995.4264 | 0 | 3859633.3257 | 2506609.6273 | 2074316.715 | 0 | 0 | 0 | 0 | 0 | 0 | 0 | 235750.3551 | 0 | 1324900.9726 | 0 | 0 | 990670.8231 | 12420877.2452
2029-10-01 | 0 | 3177812.8816 | 1382948.7108 | 2176784.3371 | 5033657.5519 | 1088762.9153 | 14675753.5043 | 3232563.3494 | 3265264.6685 | 34685.2925 | 768730.9972 | 419623.5662 | 2033655.6873 | 3232822.0841 | 1855446.7766 | 1099917.0613 | 1518625.3157 | 2431688.5238 | 2191083.7186 | 14455466.7963 | 16187740.6685 | 2419986.8337 | 82683021.2407
2029-11-01 | 0 | 1700119.0021 | 0 | 1854449.2659 | 1664251.744 | 3205358.2454 | 26540614.0884 | 3239914.4316 | 3132397.3225 | 30104.3953 | 695764.2688 | 0 | 1834546.9251 | 0 | 0 | 0 | 0 | 1153529.9409 | 2686661.2707 | 7843621.0599 | 8148486.2498 | 855902.518 | 64585720.7284
2029-12-01 | 0 | 2443918.4589 | 1021011.1248 | 0 | 4519368.5795 | 1899685.0179 | 25710405.4562 | 743927.3639 | 267594.0587 | 0 | 0 | 0 | 0 | 0 | 883207.4556 | 0 | 311365.2537 | 0 | 19522.6968 | 0 | 0 | 47130.2854 | 37867135.7514
2030-01-01 | 0 | 815895.9255 | 5272078.024 | 2054776.405 | 1459518.9527 | 3286520.6736 | 32012440.9613 | 3229857.8734 | 2100107.3307 | 61403.6794 | 0 | 0 | 0 | 5044998.8082 | 0 | 0 | 0 | 0 | 1003933.2719 | 532488.9229 | 0 | 110395.5112 | 56984416.34
2030-02-01 | 0 | 13721878.5825 | 732472.5431 | 8846411.995 | 6299070.7719 | 5099558.146 | 63168476.7146 | 3997344.912 | 4632848.6605 | 81538.4396 | 3118099.5897 | 4109629.4744 | 6107743.1106 | 10121269.0893 | 18195070.7646 | 834336.0626 | 1152672.0526 | 1175996.0024 | 3540514.8296 | 6472757.8411 | 7849525.9496 | 2630027.0775 | 171887242.6091
2030-03-01 | 0 | 15073577.5898 | 8150529.2293 | 12524305.4737 | 6482877.4337 | 5090276.5504 | 62070882.6222 | 7261549.1173 | 5673104.7858 | 85658.6757 | 4313849.1269 | 5462839.2229 | 6543110.8545 | 459438.2823 | 30114.6798 | 2903710.7417 | 1035688.5318 | 1479287.5015 | 5760371.3121 | 7136245.1372 | 9596725.8888 | 3305694.6772 | 170439837.4345
2030-04-01 | 0 | 3467280.8379 | 0 | 4940421.4093 | 6595966.4247 | 3460392.7103 | 14105446.262 | 6138227.223 | 3177273.2362 | 29574.5154 | 4530984.6774 | 0 | 3993068.652 | 0 | 0 | 287326.2399 | 1037449.5056 | 1511123.0699 | 1424119.2705 | 7563937.0541 | 8213857.2954 | 3931606.6107 | 74408054.9943
2030-05-01 | 0 | 4431822.7058 | 1564668.6714 | 3249494.5352 | 7516738.0099 | 8025575.2687 | 27921266.9895 | 6267819.1701 | 6249282.5197 | 79280.5122 | 1155287.7336 | 953581.3234 | 592654.4987 | 10394017.6048 | 447723.4694 | 0 | 1040752.0129 | 1193181.7649 | 4820124.1767 | 7301215.6637 | 8048819.2383 | 2475700.9496 | 103729006.8183
2030-06-01 | 0 | 8477451.865 | 1484043.3297 | 5334035.7684 | 9862107.8514 | 5190551.5194 | 27326906.2445 | 4194676.7608 | 3235624.4148 | 113463.0235 | 405185.9259 | 1851128.2875 | 600161.4927 | 418775.9979 | 700313.9514 | 0 | 2105953.102 | 171575.9633 | 1782224.5884 | 1318407.6355 | 1203896.0225 | 1238757.5582 | 77015241.3029
2030-07-01 | 0 | 10141169.6442 | 1503067.3323 | 4910683.4383 | 10520820.8355 | 7800976.2694 | 33569163.7335 | 755485.528 | 1482981.7651 | 76309.1315 | 225550.6093 | 862942.479 | 300859.1195 | 214424.2123 | 235793.532 | 0 | 1231860.1176 | 58520.0092 | 360629.0303 | 454424.236 | 781621.0855 | 35192.3213 | 75522474.4297
2030-08-01 | 0 | 1640689.8432 | 720055.209 | 2140365.9993 | 7402952.8374 | 3319790.8308 | 16769883.5912 | 785504.0331 | 2338933.6723 | 66862.9601 | 0 | 0 | 0 | 0 | 0 | 0 | 2144634.1674 | 0 | 0 | 0 | 0 | 0 | 37329673.1439
2030-09-01 | 0 | 0 | 0 | 0 | 1826526.528 | 0 | 7524576.1529 | 2544624.2255 | 4409722.0525 | 0 | 0 | 0 | 0 | 0 | 0 | 0 | 234893.4398 | 0 | 1350513.9915 | 0 | 0 | 2037794.6081 | 19928650.9982
2030-10-01 | 0 | 3666233.901 | 2414328.4088 | 2225326.1135 | 4739310.5042 | 1287877.9731 | 16270827.0638 | 3466860.2456 | 4967198.7791 | 19443.1308 | 1800728.7086 | 839194.9403 | 5979116.1566 | 1307332.8686 | 3526258.8891 | 1044534.2376 | 1436783.1209 | 3204234.8831 | 2401206.3654 | 8493521.8252 | 16977520.042 | 1932897.0218 | 88000735.1791
2030-11-01 | 0 | 6106367.412 | 2648363.7322 | 1068477.315 | 2207713.4979 | 2989380.3072 | 29553376.3035 | 3387553.9362 | 5726032.744 | 45772.8578 | 2369112.6907 | 0 | 2333004.2967 | 5952614.4763 | 3577002.8734 | 1524725.9956 | 8449.035 | 1390777.3201 | 2915970.3038 | 13794854.0897 | 8512577.5227 | 2210316.9675 | 98322443.6772
2030-12-01 | 0 | 4392578.2641 | 0 | 5252199.0724 | 3146907.5897 | 1116106.5913 | 14759077.9914 | 1083980.9111 | 624594.44 | 24003.9065 | 2583661.4982 | 428632.6167 | 3721143.319 | 3747339.4932 | 0 | 822088.3116 | 638474.1505 | 39038.6927 | 1388813.9189 | 8279106.6342 | 267020.6387 | 117993.7518 | 52432761.792
2031-01-01 | 0 | 3515880.704 | 0 | 0 | 6327507.682 | 5880128.3273 | 35377265.1794 | 1455209.2018 | 2347630.115 | 92284.992 | 0 | 0 | 0 | 0 | 0 | 1990484.6144 | 1052724.4673 | 0 | 1009546.0059 | 0 | 0 | 152897.5078 | 59201558.7969
2031-02-01 | 0 | 10581424.1013 | 7086446.8831 | 2103159.519 | 2335805.0721 | 3365300.0359 | 18427873.7486 | 3149451.5328 | 3461793.5834 | 11505.2705 | 0 | 0 | 2155530.8354 | 0 | 17753539.4524 | 1102578.1207 | 146698.4958 | 1077708.0488 | 2556684.32 | 0 | 0 | 2350250.3453 | 77665749.3653
2031-03-01 | 0 | 875614.7234 | 0 | 10213962.6256 | 664802.8573 | 1629198.0519 | 46268885.6268 | 3187850.4197 | 2510713.5413 | 69767.9924 | 3573414.4222 | 4588917.8909 | 3879993.7758 | 1312642.3936 | 30684.598 | 0 | 1040110.3937 | 124720.8281 | 1536.1802 | 766734.2556 | 832633.0427 | 264870.0788 | 81837053.6979
2031-04-01 | 0 | 3512100.2866 | 789142.8513 | 2675972.7433 | 7765054.3354 | 2661562.0325 | 14167299.7037 | 3960598.9407 | 4389735.5955 | 34676.1228 | 796091.2234 | 840259.6825 | 217867.8157 | 6113228.7623 | 164211.016 | 283857.3981 | 0 | 1103044.7286 | 4424638.4268 | 6738929.6654 | 7196442.771 | 1085566.0746 | 68920280.1762
2031-05-01 | 0 | 7331429.0042 | 1563132.7645 | 5625383.3596 | 9145151.5868 | 9943809.0158 | 25039569.8539 | 6541960.0348 | 6593476.856 | 74034.3998 | 1055142.9255 | 960965.75 | 4459940.2206 | 4224046.0029 | 461624.7097 | 0 | 1832278.361 | 1212475.2184 | 3211551.5325 | 7257117.4472 | 8160568.0991 | 3463695.2153 | 108157352.358
2031-06-01 | 0 | 8395867.9327 | 1488441.9251 | 5171474.2195 | 11652522.3759 | 5630013.3195 | 28123825.7651 | 3764841.2253 | 3810173.5443 | 116996.3452 | 366936.3549 | 983718.6211 | 596671.8722 | 432272.6465 | 461753.8339 | 0 | 2121624.7644 | 177143.6969 | 1739774.2502 | 1363883.3756 | 806458.6737 | 1248642.589 | 78453037.3311
2031-07-01 | 0 | 8171605.637 | 1477055.591 | 4795408.0202 | 8708998.2459 | 7755064.2983 | 33464158.1452 | 908776.0573 | 1898247.4815 | 76337.9858 | 187514.2059 | 875306.8783 | 0 | 211279.5104 | 445379.3384 | 0 | 941147.4906 | 61174.5478 | 359520.9579 | 437437.4797 | 1168377.4706 | 35875.9864 | 71978665.3284
2031-08-01 | 0 | 3783593.8067 | 739252.9647 | 0 | 9106261.7925 | 2827863.2099 | 20575645.1381 | 1040549.6533 | 2374900.0682 | 27586.531 | 0 | 780484.3638 | 0 | 0 | 0 | 0 | 2139201.3815 | 0 | 0 | 0 | 0 | 0 | 43395338.9098
2031-09-01 | 0 | 0 | 0 | 0 | 1425631.9149 | 0 | 3812673.4381 | 2500316.1737 | 2834100.8898 | 0 | 0 | 0 | 0 | 0 | 0 | 0 | 207325.8232 | 0 | 1320676.1328 | 0 | 0 | 1024579.9139 | 13125304.2863
2031-10-01 | 0 | 1109943.7993 | 734713.9863 | 1909884.1226 | 3064028.4463 | 1082566.4846 | 8209757.2403 | 3309931.4853 | 1819829.662 | 36693.3434 | 1020630.9691 | 425932.1554 | 5534238.4415 | 642463.7154 | 1795899.0545 | 853563.3944 | 915918.0893 | 1243745.1498 | 3304915.9052 | 911710.4676 | 4069179.2358 | 1962537.3604 | 43958082.5086
2031-11-01 | 0 | 7417454.0016 | 3418807.1309 | 3092818.3912 | 3882554.829 | 3796517.1752 | 29387779.5963 | 4152029.2578 | 4507528.8172 | 55210.963 | 688368.9973 | 0 | 3347529.7973 | 5914805.917 | 4582739.3583 | 1979904.1995 | 1031487.635 | 2476766.1637 | 1968445.2026 | 8076735.2652 | 15190354.2891 | 1731396.4261 | 106699233.4135
2031-12-01 | 0 | 4300759.6975 | 609894.1505 | 5409421.154 | 5764782.3502 | 3892244.5987 | 33136874.8457 | 798908.7891 | 4037045.833 | 49448.0347 | 0 | 0 | 5162564.8329 | 0 | 0 | 1437696.5302 | 8396.1537 | 39809.4134 | 1175910.5656 | 6349960.9956 | 9616994.4116 | 601199.9827 | 82391912.3388
2032-01-01 | 0 | 10858802.5313 | 687396.9345 | 9631855.5639 | 3548348.2926 | 4298596.2544 | 48413853.4166 | 6518581.9215 | 3683402.9151 | 64686.1785 | 2991623.3819 | 0 | 0 | 0 | 0 | 1110689.3761 | 1028772.0563 | 81327.4306 | 4978205.317 | 0 | 0 | 2446778.6981 | 100342920.2685
2032-02-01 | 0 | 813545.8939 | 0 | 0 | 6756980.3574 | 3867679.0435 | 3665290.7842 | 6527841.6794 | 15209.7645 | 78802.0701 | 0 | 0 | 6356479.8602 | 0 | 0 | 3423529.8191 | 509905.5704 | 1059783.8208 | 3583932.4106 | 664700.0629 | 0 | 234570.6932 | 37558251.8304
2032-03-01 | 0 | 14096001.1228 | 7408933.1165 | 12647580.8013 | 6335159.5328 | 5081340.6542 | 58665722.7069 | 7167012.2079 | 6803748.7039 | 85499.8118 | 4321178.4039 | 4578777.5217 | 80895.8897 | 29249.1837 | 31309.7927 | 5384190.4992 | 1049709.0306 | 125460.8595 | 5767685.1799 | 6527385.3088 | 8094273.3075 | 1182922.8275 | 155464036.4629
2032-04-01 | 0 | 3611141.4057 | 789467.023 | 2746456.1927 | 6627948.4865 | 4933008.6879 | 68061833.624 | 3346229.2068 | 2246419.5693 | 48474.8997 | 5093535.8694 | 832171.0036 | 7993481.0918 | 6271403.7836 | 143878.3084 | 4708971.5191 | 1035866.9927 | 1260689.8283 | 9027608.9352 | 14493630.7403 | 8295162.1551 | 3586368.8683 | 155153748.1914
2032-05-01 | 0 | 7356174.5734 | 1588304.1153 | 5633682.3291 | 6848129.8334 | 6099232.0005 | 28541856.0468 | 6377465.6342 | 7479329.8609 | 78614.8434 | 1311878.9155 | 969793.4734 | 590131.9641 | 3976037.6424 | 453774.5145 | 434040.9919 | 874645.592 | 1749053.1023 | 6709062.3481 | 10990626.3656 | 11439667.3639 | 4414912.8575 | 113916414.3682
2032-06-01 | 0 | 8563109.0959 | 1476181.2237 | 3051183.4887 | 10207620.0326 | 7260004.1384 | 18208371.9313 | 1406957.7696 | 3046531.2485 | 103750.8624 | 422152.5679 | 985067.941 | 286928.1817 | 422823.1605 | 460528.8342 | 0 | 2093139.4262 | 208321.7157 | 2885705.102 | 1524762.4869 | 1241912.1181 | 1720320.564 | 65575371.8895
2032-07-01 | 0 | 7050186.8447 | 1493567.504 | 4857140.0092 | 9371202.1771 | 7754186.8145 | 42292810.5659 | 930951.3433 | 1135970.5097 | 75367.9258 | 254056.1071 | 894558.3688 | 299628.9288 | 211871.4432 | 218778.864 | 0 | 1213285.3047 | 60262.7088 | 541696.821 | 423267.8231 | 1165598.2505 | 50450.4734 | 80294838.7875
2032-08-01 | 0 | 4686157.8061 | 743849.7445 | 2144841.5529 | 7670119.1319 | 3387674.9415 | 20790125.2492 | 885344.2364 | 2333340.6498 | 39539.003 | 0 | 770090.1736 | 0 | 0 | 0 | 0 | 2121938.7897 | 0 | 511217.4103 | 0 | 0 | 0 | 46084238.689
2032-09-01 | 0 | 0 | 0 | 0 | 1467593.8375 | 0 | 3735420.8381 | 4587955.9389 | 4398202.6108 | 0 | 0 | 0 | 0 | 0 | 0 | 0 | 253094.4423 | 0 | 2635917.0945 | 0 | 0 | 1821261.5525 | 18899446.3145
2032-10-01 | 0 | 3934734.0223 | 1453301.6397 | 2206784.7662 | 4872195.9357 | 803178.4733 | 16537547.4712 | 3452696.0712 | 3754040.8247 | 34176.2595 | 1860367.1687 | 836226.444 | 7053243.6783 | 4344664.1811 | 3516476.195 | 1821941.2772 | 1303553.1121 | 3064067.9179 | 6370807.1888 | 18361278.06 | 17892613.7317 | 3449748.3403 | 106923642.759
2032-11-01 | 0 | 7435994.381 | 2471408.0716 | 5812587.832 | 2542653.601 | 4400330.0045 | 34479973.0749 | 4578963.3804 | 3713782.073 | 61286.7083 | 2228001.6448 | 0 | 986035.842 | 9665438.9278 | 4133683.9135 | 3893224.5048 | 1046820.2823 | 3927212.0816 | 6162933.9253 | 21427701.468 | 15102854.2907 | 3516122.1808 | 137587008.1883
2032-12-01 | 0 | 3660728.2243 | 3859911.7068 | 1800789.4894 | 5692469.9927 | 1142948.8919 | 15192018.914 | 603192.1314 | 5558247.8455 | 44924.3859 | 2844955.2099 | 1868242.44 | 6089029.6198 | 168933.1747 | 7225246.2876 | 4662615.0783 | 198698.3956 | 3720313.693 | 7034847.4525 | 20609698.7337 | 23506705.4626 | 3184974.7886 | 118669491.9182
2033-01-01 | 0 | 9539654.3512 | 0 | 6888615.4118 | 5812261.1865 | 6316460.4954 | 38467325.4387 | 6279410.555 | 276121.758 | 81339.7256 | 3273465.9966 | 0 | 1648298.6777 | 0 | 0 | 0 | 1036397.7191 | 83921.6807 | 5612811.6278 | 427975.8936 | 0 | 1313209.8918 | 87057270.4092
2033-02-01 | 0 | 3019878.5249 | 0 | 0 | 3175471.3329 | 2751074.4871 | 52677506.0484 | 1140762.2391 | 2917781.3013 | 73413.7066 | 0 | 0 | 0 | 0 | 0 | 3199044.1797 | 110217.186 | 1066468.5058 | 3481383.6797 | 696018.6676 | 681144.815 | 250472.3819 | 75240637.0559
2033-03-01 | 0 | 14375861.1127 | 8536025.8091 | 12924785.3883 | 6248053.4724 | 3664485.7642 | 55246756.3224 | 6285599.2973 | 5821968.7819 | 43518.9662 | 4356889.082 | 4622623.5517 | 6491387.4262 | 2343096.9821 | 18911266.417 | 2952519.1087 | 1059782.0895 | 132543.0827 | 8484114.1043 | 6598459.5572 | 8103240.4066 | 2406701.1734 | 179609677.8958
2033-04-01 | 0 | 13480716.585 | 800937.7795 | 4832181.2115 | 6832878.8201 | 3219063.7135 | 14024084.5431 | 9563492.6099 | 6185152.6984 | 80008.6301 | 4443528.3293 | 821168.9188 | 3997796.1654 | 16497183.6824 | 122166.326 | 289230.8391 | 1032009.2942 | 1304582.8014 | 10022063.6069 | 7405383.664 | 18266764.2362 | 4231080.3077 | 127451474.7626
2033-05-01 | 0 | 4169931.2984 | 1797296.3811 | 3279664.6769 | 6468838.41 | 5599637.8672 | 16899507.7605 | 3530620.8055 | 3633245.5887 | 64397.6969 | 1235400.9481 | 863264.8206 | 298755.4485 | 220597.9971 | 454791.9602 | 291338.6665 | 1044717.7275 | 1577380.5908 | 6765530.2488 | 9529046.4123 | 8591537.5696 | 4207701.0925 | 80523203.9675
2033-06-01 | 0 | 7977200.7636 | 2543610.7793 | 3054226.7547 | 9093481.6651 | 9744973.1879 | 32513599.6336 | 3839820.3034 | 4998962.4462 | 118909.7762 | 365756.2488 | 1062755.9151 | 604035.6654 | 638944.0344 | 464008.1735 | 0 | 2094583.0843 | 179628.7289 | 2850097.3851 | 1319413.5921 | 1215334.5844 | 1283402.8254 | 85962745.5475
2033-07-01 | 0 | 8090760.5711 | 2688168.5295 | 7045366.6601 | 10496080.6842 | 5530208.8955 | 38820795.9405 | 993463.4089 | 1343565.9011 | 76003.9298 | 261490.1766 | 1670221.2291 | 293216.3995 | 209665.8991 | 221980.9314 | 0 | 1114022.4903 | 57525.2078 | 902163.4459 | 457559.0482 | 1210426.5157 | 50301.3815 | 81532987.2456
2033-08-01 | 0 | 3889779.5442 | 1239457.2044 | 0 | 8859667.9911 | 2850167.7841 | 20508466.0245 | 766521.6525 | 2328104.8208 | 40469.3668 | 0 | 0 | 0 | 0 | 0 | 0 | 2145859.5293 | 0 | 458765.1435 | 0 | 0 | 0 | 43087259.0612
2033-09-01 | 0 | 0 | 0 | 0 | 1283816.7724 | 0 | 3823633.3127 | 2490599.2979 | 2820176.3385 | 0 | 0 | 0 | 0 | 0 | 0 | 0 | 225574.3133 | 0 | 2788834.9361 | 0 | 0 | 1030563.9837 | 14463198.9546
2033-10-01 | 0 | 2194697.0575 | 1386422.0076 | 951307.7838 | 4592266.0546 | 1060666.6017 | 11929816.8786 | 2916800.323 | 3418353.3814 | 10692.3305 | 1193808.3283 | 423641.0565 | 4509606.9187 | 4428215.3231 | 1837960.4232 | 602452.9136 | 412885.5425 | 2056451.6961 | 5188811.7459 | 13560915.1036 | 17018012.83 | 2370144.7661 | 82063929.0664
2033-11-01 | 0 | 113494.1342 | 644800.0938 | 0 | 97374.1096 | 387743.3706 | 7562438.1892 | 300022.1162 | 0 | 3777.6087 | 0 | 0 | 0 | 0 | 0 | 0 | 1033908.4072 | 1374641.5485 | 200065.1067 | 0 | 0 | 0 | 11718264.6848
2033-12-01 | 0 | 4104709.0126 | 3923574.7612 | 6244879.0705 | 4059298.9887 | 4715689.5246 | 25241720.6786 | 595805.8216 | 1269241.516 | 35256.7118 | 1679455.4929 | 0 | 2390281.3585 | 0 | 0 | 0 | 181173.4217 | 43450.2177 | 3736260.8586 | 8390060.5779 | 316478.1995 | 257789.6362 | 67185125.8484
2034-01-01 | 0 | 814595.7122 | 624476.3221 | 0 | 4891238.434 | 3462753.052 | 34498422.5934 | 6081790.7185 | 3314436.3768 | 45186.1959 | 0 | 0 | 5789353.7757 | 0 | 585260.8697 | 2779654.1182 | 1025464.9296 | 73936.814 | 687272.8745 | 0 | 600294.0408 | 1154633.7824 | 66428770.6101
2034-02-01 | 0 | 14250282.9911 | 6467136.2864 | 10254073.1943 | 5413590.9069 | 7286353.1218 | 53485662.3843 | 4280243.1794 | 2768238.8229 | 109961.8392 | 4142335.2477 | 4265519.8619 | 0 | 5984276.3339 | 16258839.1087 | 282181.728 | 306347.677 | 1175936.9594 | 5229623.14 | 7001601.3765 | 7118557.9717 | 1506578.0163 | 157587340.1476
2034-03-01 | 0 | 9945954.4903 | 8086190.7477 | 12713149.0135 | 6459297.9237 | 2175494.9689 | 44553269.1517 | 3949684.5792 | 6695790.5164 | 55253.6929 | 4407028.6204 | 792889.684 | 6503561.0723 | 6128035.8773 | 18627548.0875 | 2651855.6226 | 1065328.4803 | 1357728.2 | 4024585.4065 | 763565.0296 | 8179483.2897 | 2664516.7207 | 151800211.1751
2034-04-01 | 0 | 6594028.7377 | 789141.4027 | 2645518.7525 | 7071309.0897 | 2318532.3836 | 23884075.4527 | 6156986.367 | 6400382.7672 | 32211.579 | 5839247.1658 | 5529967.1517 | 3958271.866 | 6102212.5421 | 144084.1883 | 290279.7023 | 1074769.3094 | 2323639.3852 | 3455119.4803 | 13442250.2386 | 8079083.5365 | 3658197.584 | 109789308.6823
2034-05-01 | 0 | 4395810.0162 | 1569230.0852 | 5655854.4402 | 9670365.1584 | 9700227.9087 | 17757137.1467 | 3515085.1032 | 3760578.4229 | 92486.4739 | 1358561.4761 | 966352.672 | 602702.3248 | 10407504.6645 | 451020.8405 | 283460.9214 | 962600.4246 | 111655.0172 | 5994334.1116 | 845112.1379 | 8098058.0849 | 2186985.4416 | 88385122.8722
2034-06-01 | 0 | 8554663.5267 | 1485466.2473 | 3057452.3165 | 10216783.8766 | 4662976.0338 | 27969161.533 | 4382343.5541 | 5092217.4717 | 108377.35 | 425249.897 | 970200.5599 | 591624.8405 | 451225.5767 | 664896.9565 | 0 | 2126699.645 | 177959.9292 | 2811643.2546 | 1334255.8639 | 1139145.3697 | 1255773.318 | 77478117.1206
2034-07-01 | 0 | 11075890.1936 | 1475373.8135 | 4880720.3454 | 10361034.5191 | 7894000.3219 | 43366543.2751 | 823110.2861 | 1611593.1207 | 100181.7535 | 294464.2752 | 881019.9301 | 303273.996 | 209065.827 | 237959.3685 | 0 | 1404243.108 | 59716.7691 | 896710.043 | 457195.2267 | 786425.7654 | 34462.2491 | 87152984.1868
2034-08-01 | 0 | 839419.2924 | 715236.0883 | 2179387.1232 | 7637248.166 | 3413848.6241 | 7531971.0176 | 796011.1263 | 2302891.4508 | 39320.6901 | 0 | 763942.9034 | 0 | 0 | 0 | 0 | 2111065.4432 | 0 | 444709.1971 | 0 | 0 | 0 | 28775051.1223
2034-09-01 | 0 | 0 | 0 | 0 | 1297681.1373 | 0 | 7550208.8361 | 4847517.6349 | 4348328.7611 | 0 | 0 | 0 | 0 | 0 | 0 | 0 | 217993.0115 | 0 | 3085093.9789 | 0 | 0 | 1295685.9704 | 22642509.3299
2034-10-01 | 0 | 3516731.7168 | 1049727.1541 | 2220295.9907 | 4936061.4077 | 2134923.0368 | 15200807.0736 | 3608532.7731 | 2518113.2887 | 23883.2889 | 1861294.6793 | 443362.8638 | 6500152.1121 | 709490.701 | 2481461.6139 | 1114883.7504 | 503201.1194 | 2624147.4798 | 6289234.1433 | 12990208.7815 | 17453538.4785 | 2861622.4762 | 91041673.9295
2034-11-01 | 0 | 6003197.1599 | 2808432.441 | 3407022.3002 | 2410355.9649 | 4424581.1038 | 39837135.5409 | 1811947.6511 | 6342436.3201 | 52114.2108 | 2046086.2826 | 0 | 657325.8791 | 0 | 5790634.4968 | 1622840.4097 | 1034200.7904 | 1328038.5932 | 5716921.4819 | 8165821.2947 | 9145095.7291 | 2267449.3569 | 104871637.0071
2034-12-01 | 0 | 5939137.2315 | 3577765.8123 | 5401912.0539 | 4471728.0337 | 1171624.1829 | 25778135.03 | 5197336.0705 | 3729848.6091 | 76962.7872 | 2910116.784 | 2408592.2865 | 6114166.8068 | 9842820.3226 | 872722.7843 | 2383457.5381 | 484691.2495 | 2964588.1504 | 6301008.0031 | 16535361.5195 | 18161188.1172 | 1717185.3334 | 126040348.7063
2035-01-01 | 0 | 11270594.8438 | 612139.3068 | 7095410.5265 | 6527849.4705 | 6233041.0447 | 43495025.4953 | 5431826.4096 | 3405310.9381 | 62277.9423 | 4316340.3611 | 0 | 1806458.0578 | 0 | 12295003.2208 | 3861390.1638 | 1032632.3793 | 1146952.0699 | 7544238.9822 | 6874370.3398 | 7607138.9334 | 3271164.9863 | 133889165.472
2035-02-01 | 0 | 9847202.7764 | 6895205.6073 | 2134550.8631 | 4408742.188 | 4629704.7061 | 57077149.8325 | 3840086.9796 | 3828820.9597 | 70804.5457 | 5826546.0788 | 4477499.8619 | 3724276.5248 | 10244911.124 | 19565693.1041 | 4753536.5829 | 443506.6298 | 1506896.5556 | 8432892.9834 | 8553102.0718 | 9583445.0933 | 3426985.2518 | 173271560.3208
2035-03-01 | 0 | 4890711.2255 | 0 | 12750764.4906 | 3586031.9161 | 2394667.7913 | 52492072.4092 | 6685173.4696 | 3681012.0584 | 85793.8102 | 6841968.885 | 776092.6134 | 2723751.7568 | 0 | 29789.4573 | 5594774.601 | 1057804.863 | 1695377.12 | 8790296.0404 | 9595574.9935 | 11209967.6544 | 3649822.5746 | 138531447.7305
2035-04-01 | 0 | 13677626.4286 | 8327230.7433 | 2654279.2583 | 6802671.495 | 2574096.777 | 14158721.4957 | 3513484.1613 | 2034093.9994 | 32669.8812 | 803128.1944 | 0 | 4075697.0687 | 0 | 0 | 289159.7128 | 1087336.7599 | 1408767.1101 | 7941847.9122 | 852808.2548 | 8258783.6688 | 2877467.4737 | 81369870.3952
2035-05-01 | 0 | 8040276.5035 | 1591189.9646 | 3350910.2692 | 9200946.2392 | 9602095.072 | 24449653.4735 | 6652395.5054 | 7748916.042 | 79514.0399 | 1139258.0653 | 975894.5922 | 4398452.4442 | 10214033.4159 | 657599.7823 | 282423.8723 | 1952188.6276 | 1239198.5261 | 6288388.5411 | 7720322.0237 | 8412244.9292 | 3502771.0651 | 117498672.9942
2035-06-01 | 0 | 7282287.2542 | 1459640.0529 | 5270291.4795 | 10947476.6736 | 5790650.5804 | 31451254.5587 | 1315370.4023 | 5005060.1272 | 116473.9174 | 436814.3471 | 1823282.7142 | 587074.6312 | 419620.6944 | 467681.5568 | 0 | 1047249.2087 | 177455.9416 | 2965178.9322 | 1357628.5289 | 1154898.8427 | 1280556.1698 | 80355946.6137
2035-07-01 | 0 | 7923187.7289 | 1451912.2251 | 4728431.745 | 8212311.685 | 4959008.0378 | 29614571.1383 | 713744.352 | 1301676.0486 | 76102.7191 | 290981.4449 | 901361.1262 | 0 | 217889.9099 | 225086.1537 | 0 | 1504154.7974 | 0 | 538921.9481 | 0 | 773992.5963 | 34486.8114 | 63467820.4679
2035-08-01 | 0 | 4588058.9208 | 726727.0801 | 2157109.2183 | 9102687.3944 | 6195721.5981 | 20721219.455 | 1098228.4796 | 2316774.2861 | 40362.6511 | 0 | 0 | 0 | 0 | 0 | 0 | 2141292.3226 | 0 | 519383.0374 | 0 | 0 | 0 | 49607564.4435
2035-09-01 | 0 | 0 | 0 | 0 | 2434764.1833 | 0 | 3817485.7816 | 4738776.6302 | 2868795.5233 | 0 | 0 | 0 | 0 | 0 | 0 | 0 | 1152093.9321 | 0 | 3093911.2176 | 0 | 0 | 1020851.5286 | 19126678.7966
2035-10-01 | 0 | 1995272.0392 | 725382.2001 | 2947001.3105 | 5836725.9578 | 3703183.639 | 11919191.7769 | 4078795.7141 | 4744998.2045 | 34006.4147 | 1423120.8661 | 425896.794 | 6754723.2943 | 657905.1059 | 1839530.238 | 1175477.2435 | 1068396.4714 | 2946145.411 | 6178213.8103 | 10044086.2574 | 4649421.7371 | 2902663.8141 | 76050138.2999
2035-11-01 | 0 | 1829668.7975 | 420144.839 | 1365161.6726 | 772325.8999 | 1058609.9946 | 21747531.576 | 356878.6678 | 69157.363 | 48442.1066 | 1480918.7025 | 623202.9395 | 3100640.316 | 6059239.4665 | 912361.3399 | 1610390.4253 | 0 | 1396942.2455 | 6367869.5586 | 6337896.8577 | 15315480.4448 | 755478.1491 | 71628341.3625
2035-12-01 | 0 | 0 | 0 | 0 | 1746139.9552 | 0 | 3743486.2234 | 112861.5198 | 3959423.7314 | 13792.0501 | 0 | 0 | 0 | 0 | 0 | 0 | 398945.9522 | 0 | 84055.9845 | 0 | 0 | 537792.041 | 10596497.4577
2036-01-01 | 0 | 814810.2822 | 0 | 0 | 1021975.986 | 0 | 3074094.6232 | 466290.8879 | 270331.0541 | 26984.6559 | 0 | 0 | 0 | 0 | 0 | 0 | 0 | 0 | 9641.2211 | 0 | 0 | 47779.8977 | 5731908.6079
2036-02-01 | 0 | 0 | 0 | 0 | 2232730.3637 | 5301746.8835 | 44871475.3308 | 79356.745 | 279640.9948 | 0 | 0 | 0 | 0 | 0 | 0 | 0 | 274894.0805 | 0 | 1161512.7151 | 0 | 0 | 11471.8586 | 54212828.9719
2036-03-01 | 0 | 882683.3649 | 0 | 10101627.6681 | 872265.5438 | 1611424.0856 | 0 | 1124225.0184 | 34067.4675 | 30394.8956 | 18910.88 | 13076.1554 | 42441.6495 | 0 | 0 | 0 | 0 | 8132.0896 | 994780.0745 | 60162.6269 | 54621.3267 | 10660.4182 | 15859473.2648
2036-04-01 | 0 | 3467269.1187 | 811043.8834 | 2546270.2433 | 7251535.7445 | 3041616.8278 | 14096335.4621 | 3322522.4835 | 5662760.5467 | 67813.3081 | 799743.5324 | 830409.853 | 3938972.0019 | 6192424.9133 | 101065.9984 | 282849.3276 | 1025107.2158 | 1102006.1757 | 1769538.7277 | 6566410.4398 | 7345915.005 | 2337120.8905 | 72558731.6992
2036-05-01 | 0 | 7252847.5952 | 1588079.2504 | 5663726.3823 | 6986916.8318 | 10641601.7504 | 29200543.3385 | 6424346.9194 | 6711173.7088 | 79283.6208 | 138881.3107 | 883735.2196 | 305708.7297 | 4192096.4177 | 442225.7787 | 0 | 1993467.922 | 1226428.1143 | 4556852.7035 | 872492.6131 | 7833618.4956 | 2186507.6172 | 99180534.3197
2036-06-01 | 0 | 8341022.0479 | 736157.7634 | 3035827.0167 | 10515812.8243 | 4720852.6908 | 27396307.6718 | 3955162.4307 | 5105126.5141 | 113820.1054 | 278485.5737 | 1075289.4989 | 592944.7359 | 442597.1116 | 683303.6764 | 0 | 1027586.1204 | 174761.706 | 1766672.5162 | 1309674.7768 | 1180961.021 | 1284552.3652 | 73736918.167
2036-07-01 | 0 | 8026534.1365 | 2163051.025 | 4875715.6703 | 9962034.7064 | 7847005.2516 | 33635520.1076 | 1017283.3591 | 1411580.1934 | 63492.1379 | 146186.2158 | 877026.6098 | 303854.6959 | 207645.367 | 226375.6677 | 0 | 1522153.5359 | 61017.4776 | 360953.0395 | 438182.235 | 785068.1353 | 35909.3229 | 73966588.8903
2036-08-01 | 0 | 3839425.9661 | 731125.3129 | 2138415.7942 | 7737052.5756 | 3353118.0283 | 17078828.9078 | 798410.9234 | 2295037.0826 | 67063.7823 | 0 | 0 | 0 | 0 | 0 | 0 | 2088392.4058 | 0 | 0 | 0 | 0 | 14904.1577 | 40141774.9367
2036-09-01 | 0 | 0 | 0 | 0 | 1136288.95 | 0 | 3752402.6319 | 2559330.8839 | 2107687.138 | 0 | 0 | 0 | 0 | 0 | 0 | 0 | 302122.1556 | 0 | 1311304.0342 | 0 | 0 | 1007699.6935 | 12176835.4873
2036-10-01 | 0 | 3173442.2379 | 2166169.024 | 2883412.7275 | 3058686.1804 | 2752639.4185 | 19582360.4198 | 3611354.2861 | 4289048.9609 | 34915.1523 | 1344961.9367 | 842325.0881 | 5081767.8415 | 6341115.5393 | 3691412.6146 | 891744.7576 | 860574.9442 | 331098.8658 | 3378843.7079 | 8343615.3374 | 2022689.3817 | 1747329.2573 | 76429507.6795
2036-11-01 | 0 | 3250240.6672 | 1633375.7453 | 1807922.8326 | 3561728.5371 | 1629183.3659 | 23239475.7636 | 3416290.0378 | 1598004.6961 | 48877.2373 | 427508.2072 | 560699.1354 | 3230630.6187 | 9720607.3058 | 3336437.1915 | 1108507.5593 | 1026633.4725 | 1427512.6019 | 2341612.4384 | 8268849.0785 | 16131551.2296 | 1622618.878 | 89388266.5997
2036-12-01 | 0 | 6293182.4294 | 3478867.856 | 0 | 2620313.2891 | 2515020.7293 | 27304812.0893 | 1934909.3504 | 5383548.0615 | 0 | 1603793.0879 | 2191749.2208 | 0 | 168322.7669 | 6295262.8035 | 0 | 8416.1934 | 1121145.2097 | 673925.9078 | 288662.9569 | 297798.9963 | 1985824.1642 | 64165555.1123
2037-01-01 | 0 | 823387.7002 | 0 | 0 | 1070531.1329 | 2794041.3577 | 3688513.2691 | 218477.2966 | 276796.3503 | 27227.7284 | 0 | 0 | 0 | 0 | 0 | 0 | 0 | 0 | 11048.7564 | 0 | 0 | 53773.4576 | 8963797.0493
2037-02-01 | 0 | 14730211.3396 | 7673491.4542 | 12187017.8294 | 6351477.866 | 7187193.9215 | 55325914.2829 | 6660503.0276 | 5362519.9335 | 83700.9139 | 0 | 4515009.1722 | 6343765.3943 | 5990115.953 | 18520770.8056 | 839948.2323 | 646851.6466 | 1186910.7135 | 3687900.4913 | 705330.4953 | 7895128.7833 | 1416436.6734 | 167310198.9296
2037-03-01 | 0 | 13330052.4037 | 8043656.6467 | 2432502.6928 | 6192662.7388 | 2306522.5214 | 58900402.2983 | 7535996.534 | 4395368.5415 | 85323.6684 | 4368969.6766 | 787046.0271 | 80358.7917 | 5397230.0081 | 30056.4425 | 2891104.7905 | 2060834.3094 | 1267825.4252 | 5767479.8504 | 6642536.9922 | 8176126.985 | 2953774.1626 | 143645831.5071
2037-04-01 | 0 | 114755.0273 | 0 | 12470643.0547 | 6772091.0479 | 3172904.2034 | 4384825.2147 | 2947960.6775 | 1305714.5256 | 16705.5948 | 717017.3142 | 0 | 3734767.738 | 0 | 0 | 0 | 0 | 1542447.8165 | 1421167.6169 | 700674.9026 | 8201704.245 | 2987413.521 | 50490792.5001
2037-05-01 | 0 | 7584639.359 | 1567780.8707 | 3175854.3746 | 5838778.3991 | 6705741.1456 | 25871705.5798 | 3872628.0019 | 5508187.1809 | 60091.0539 | 264845.8197 | 960466.2762 | 4329129.2878 | 6344890.2904 | 441986.204 | 282094.5096 | 865285.5022 | 1194032.1744 | 3483196.5943 | 7415273.5698 | 7777326.7952 | 2151571.1547 | 95695504.1439
2037-06-01 | 0 | 8685485.6792 | 1477998.1983 | 5204382.9932 | 7494655.9019 | 8171736.0943 | 29514920.2359 | 3855879.3 | 4970083.5527 | 116621.5029 | 284777.5107 | 971962.4762 | 582442.7806 | 441087.631 | 674709.707 | 0 | 2096086.8866 | 175538.2247 | 1788091.7426 | 1307165.8768 | 1183836.1735 | 1279580.8366 | 80277043.3048
2037-07-01 | 0 | 8028911.755 | 1481529.0018 | 2597704.083 | 11115057.2313 | 7265048.1416 | 30324925.9733 | 863038.4561 | 1372234.3585 | 76518.8994 | 141953.6641 | 1660613.5287 | 305932.2222 | 208242.6671 | 220863.2572 | 0 | 1290942.3713 | 57574.7715 | 356268.3087 | 460933.9117 | 778619.8955 | 34647.0817 | 68641559.5795
2037-08-01 | 0 | 844654.7783 | 739311.3856 | 2239725.125 | 6687189.3418 | 3345294.4956 | 20275335.231 | 865856.2804 | 2342276.1316 | 27930.6915 | 0 | 0 | 0 | 0 | 0 | 0 | 2114683.7568 | 0 | 0 | 0 | 0 | 0 | 39482257.2175
2037-09-01 | 0 | 0 | 0 | 0 | 1504507.1182 | 0 | 3758905.0254 | 2471970.6227 | 1826508.6264 | 0 | 0 | 0 | 0 | 0 | 0 | 0 | 110652.3062 | 0 | 1267575.8357 | 0 | 0 | 900299.3647 | 11840418.8994
2037-10-01 | 0 | 3174653.4991 | 662095.509 | 934591.9251 | 3567791.2809 | 809138.0952 | 14812486.7287 | 3350586.8183 | 2890567.5415 | 34698.5581 | 1389952.3397 | 431880.4738 | 3204118.9248 | 39892.2585 | 1797046.2545 | 641346.2325 | 1031078.9962 | 1304915.4942 | 2148247.4262 | 8823108.8147 | 9625121.9685 | 1738774.9239 | 62412094.0635
2037-11-01 | 0 | 5650986.4111 | 416944.7675 | 1836732.642 | 3649506.8822 | 4031669.4617 | 31009713.0314 | 2935298.0942 | 4733337.7058 | 58684.2096 | 776587.7271 | 872870.6586 | 4192869.3074 | 9690987.8056 | 6722800.3209 | 1553484.9792 | 0 | 2275726.9677 | 1674888.7761 | 14509383.24 | 16150302.1958 | 2746265.0878 | 115489040.2716
2037-12-01 | 0 | 1668538.8506 | 601052.4964 | 0 | 3166376.2215 | 0 | 31660271.3674 | 1606042.1313 | 3968120.8359 | 21386.7947 | 0 | 0 | 3373197.0272 | 0 | 0 | 1112898.8971 | 638110.4352 | 1543595.5606 | 547202.4341 | 0 | 0 | 583400.056 | 50490193.108
2038-01-01 | 0 | 3432887.4501 | 5620844.8927 | 8808646.0219 | 6685265.2993 | 5990301.4585 | 32586712.7659 | 4119415.819 | 5101414.1547 | 98830.694 | 3316143.863 | 2630202.6776 | 0 | 0 | 884184.5217 | 0 | 1053651.44 | 1074073.4905 | 4202214.8893 | 6496888.5802 | 7747583.6343 | 1402990.0965 | 101252251.7492
2038-02-01 | 0 | 0 | 0 | 0 | 374714.4297 | 0 | 9674357.9776 | 391673.1299 | 27573.8857 | 0 | 0 | 0 | 0 | 0 | 0 | 0 | 0 | 0 | 1498.5207 | 0 | 0 | 11350.0566 | 10481168.0003
2038-03-01 | 0 | 14024214.1432 | 8079208.4924 | 12908538.7158 | 7060457.9578 | 6677306.4828 | 56403635.7618 | 10604333.1781 | 6950243.4619 | 97722.939 | 4325054.0567 | 5427745.5575 | 6485209.6119 | 6794262.7147 | 18787201.2445 | 2879461.6741 | 2089105.8674 | 1210781.0659 | 8145255.7475 | 7351403.0716 | 8134254.8002 | 2652568.755 | 197087965.2999
2038-04-01 | 0 | 16565704.8445 | 777858.1759 | 5028447.392 | 9694665.501 | 3679017.5564 | 65840464.9398 | 5789928.0867 | 5191377.5639 | 69033.6373 | 802898.9947 | 846097.6565 | 4044583.2121 | 6079673.9744 | 139176.8499 | 290396.0209 | 0 | 2531255.3243 | 2565117.9913 | 6914364.0241 | 15722466.7913 | 4046118.2375 | 156618646.7743
2038-05-01 | 0 | 3995236.9801 | 1569746.9514 | 3248877.6007 | 6781298.9215 | 7936170.8767 | 29762482.31 | 6719231.6098 | 5784000.903 | 62018.8044 | 965650.7168 | 969319.5749 | 4395405.5886 | 10386591.1626 | 442614.4155 | 0 | 1791927.2831 | 1821296.3375 | 4834273.2271 | 9587646.6069 | 11543086.0957 | 4724049.3198 | 117320925.2861
2038-06-01 | 0 | 8378514.1924 | 1471809.5145 | 5283258.3209 | 11514605.9026 | 5231531.1141 | 27999105.3811 | 1305750.7004 | 5059003.9017 | 144109.3229 | 373023.7932 | 968956.7018 | 592464.8728 | 425449.6847 | 697300.3076 | 0 | 2082317.8666 | 176217.8734 | 363148.7504 | 1343301.3618 | 1136969.4576 | 1308220.2439 | 75855059.2643
2038-07-01 | 0 | 8074732.3533 | 1466653.6244 | 4879748.2422 | 7895642.9556 | 7805622.0853 | 34075545.1302 | 712756.5104 | 993080.403 | 51608.1937 | 187165.9342 | 857061.5272 | 0 | 219264.8968 | 219608.9453 | 0 | 1077474.7875 | 58627.3902 | 360246.4438 | 424446.724 | 1169727.4176 | 35060.344 | 70564073.9087
2038-08-01 | 0 | 3753424.1428 | 777182.2414 | 0 | 9288856.4209 | 2834330.2734 | 17038149.4507 | 1090382.1545 | 2341000.5435 | 39391.3452 | 0 | 790990.0703 | 0 | 0 | 0 | 0 | 2109430.6515 | 0 | 0 | 0 | 0 | 0 | 40063137.2941
2038-09-01 | 0 | 0 | 0 | 0 | 1527278.0216 | 0 | 7663230.6049 | 2470666.1634 | 2813429.3994 | 0 | 0 | 0 | 0 | 0 | 0 | 0 | 199863.0985 | 0 | 1347446.2457 | 0 | 0 | 2061204.1481 | 18083117.6817
2038-10-01 | 0 | 4877584.7322 | 2444264.8602 | 3246880.5673 | 4913735.7636 | 2121266.8531 | 15907556.2301 | 5849557.339 | 6293066.476 | 56264.1831 | 1880905.259 | 1430012.4577 | 5730680.2016 | 5207805.5129 | 6170431.08 | 2057461.2746 | 1456020.9861 | 2809312.1897 | 3583909.1198 | 15150480.8319 | 22955429.8013 | 3611942.0198 | 117754567.7389
2038-11-01 | 0 | 6538123.5699 | 3818252.7763 | 6657939.0405 | 4581276.791 | 3979788.8225 | 37536220.0635 | 3643434.502 | 7541465.0187 | 60062.9389 | 1370154.9122 | 1074744.6962 | 2629386.4651 | 5944578.4834 | 4085860.5556 | 2147598.323 | 1038479.7025 | 3658161.9798 | 3504429.8688 | 22773682.0606 | 16061538.9719 | 3447772.4662 | 142092952.0086
2038-12-01 | 0 | 3110059.4816 | 4950428.7912 | 1805015.7874 | 3392644.1705 | 1766085.1136 | 28103031.4898 | 2025103.8078 | 1721532.1932 | 31026.9778 | 2212240.9831 | 133702.9482 | 1218906.4712 | 165734.5514 | 7198996.8016 | 2970394.6251 | 147326.5551 | 3582729.445 | 1630748.1655 | 21477706.7463 | 23545843.7266 | 3503692.8 | 114692951.6318
2039-01-01 | 0 | 10706283.3274 | 4463405.7191 | 6506779.1572 | 5765631.9042 | 4571332.6697 | 33959643.9672 | 509962.469 | 3353171.6024 | 88923.5581 | 0 | 2706113.9608 | 3733897.2882 | 3742307.7749 | 588442.3779 | 1721823.0481 | 1032987.5928 | 1158313.5551 | 10045.0055 | 6795839.145 | 7707933.8969 | 1914593.4503 | 101037431.4698
2039-02-01 | 0 | 1671967.4114 | 749233.5787 | 2170274.9543 | 3343076.2119 | 4511503.8372 | 49468011.5321 | 6842786.7911 | 3975145.1367 | 12341.1884 | 4034769.3762 | 0 | 0 | 6000964.0091 | 18218247.4719 | 823498.7027 | 211075.9681 | 105167.3864 | 5300818.1397 | 676725.1889 | 752159.1974 | 341023.1239 | 109208789.2059
2039-03-01 | 0 | 14137631.5433 | 7288563.289 | 10091412.2088 | 2981370.2132 | 1606252.158 | 13573001.5565 | 409507.0752 | 3208186.0729 | 69135.3837 | 18902.0892 | 4595158.3312 | 6439192.3656 | 0 | 31546.8453 | 2892043.4706 | 1042462.1751 | 8172.7194 | 729.345 | 0 | 0 | 2331319.0632 | 70724585.9052
2039-04-01 | 0 | 3466434.3968 | 1566109.9538 | 4985477.6571 | 7455250.15 | 4601007.6819 | 14403894.4126 | 6280412.3275 | 7534358.2707 | 39851.8348 | 781784.9465 | 840364.8433 | 4080710.2441 | 10428880.3599 | 18785846.9162 | 281923.6045 | 0 | 1205695.9932 | 4979474.5073 | 6620598.2378 | 7653382.7129 | 3303217.7528 | 109294676.8037
2039-05-01 | 0 | 7691241.9195 | 816180.23 | 3283391.5354 | 6821081.8237 | 9293266.2996 | 27742442.3127 | 3786642.7364 | 4635192.1149 | 85901.9817 | 979000.8162 | 978077.2861 | 4434625.1874 | 10277001.7534 | 447162.5276 | 0 | 1719597.2822 | 1273835.6694 | 1772034.1728 | 7656724.8384 | 7863175.1294 | 1281599.494 | 102838175.1109
2039-06-01 | 0 | 8110731.2712 | 1508668.5785 | 5360385.9509 | 11079722.7408 | 5585889.5636 | 28538873.1894 | 4004098.998 | 5010806.1994 | 92769.9358 | 280590.624 | 1871840.779 | 597250.1773 | 648951.0512 | 694657.9293 | 0 | 2131940.6858 | 117350.3827 | 1809590.6854 | 1360933.0989 | 1183648.4353 | 1273474.8506 | 81262175.127
2039-07-01 | 0 | 7228882.8814 | 2164006.052 | 5224691.553 | 10753766.3624 | 8830343.7419 | 33885343.5598 | 973146.9181 | 1611058.71 | 104731.2549 | 144861.9685 | 892607.6474 | 301351.7409 | 207261.0088 | 236405.9852 | 0 | 1366803.7415 | 61126.2588 | 352483.1068 | 432736.7392 | 1152301.4025 | 34741.4585 | 75958652.0914
2039-08-01 | 0 | 4616821.0481 | 735363.3161 | 2270916.9723 | 7703483.7745 | 3407874.7438 | 20883090.4771 | 595579.7095 | 2393286.371 | 39448.1905 | 0 | 0 | 0 | 0 | 0 | 0 | 2135915.0343 | 0 | 0 | 0 | 0 | 0 | 44781779.6372
2039-09-01 | 0 | 0 | 0 | 0 | 1401730.6772 | 0 | 3842652.5372 | 2798492.1966 | 2873687.1965 | 0 | 0 | 0 | 0 | 0 | 0 | 0 | 110422.4369 | 0 | 1387159.9194 | 0 | 0 | 1019844.3402 | 13433989.304
2039-10-01 | 0 | 2521558.3254 | 710066.3599 | 2285955.9712 | 2146693.6242 | 1846936.7508 | 11920715.1326 | 3195443.9244 | 2425071.812 | 16698.0515 | 787079.292 | 426432.0163 | 2314230.3847 | 609218.4831 | 1833942.0222 | 1017248.8784 | 320075.6365 | 1957622.0615 | 2793508.6451 | 4208737.8937 | 13708589.2042 | 2326654.4314 | 59372478.9008
2039-11-01 | 0 | 3416334.7139 | 2043890.6453 | 1905931.2765 | 4230113.0546 | 3572044.1227 | 21003730.5983 | 4760582.066 | 3041103.2341 | 51066.133 | 1041252.0018 | 1282730.7806 | 6588238.9801 | 0 | 0 | 793040.1477 | 1051513.8088 | 1268189.6161 | 4255257.8115 | 8251114.4344 | 9121821.2999 | 1010196.7923 | 78688151.5176
2039-12-01 | 0 | 7000517.6666 | 609340.0742 | 6696264.1786 | 6253650.179 | 1130086.2201 | 23066773.3063 | 782519.9189 | 3837551.3433 | 70460.0075 | 0 | 0 | 1295316.0021 | 0 | 0 | 823414.7389 | 501553.4579 | 63526.5007 | 2780200.8531 | 6729836.1914 | 257079.283 | 762299.1785 | 62660389.1
2040-01-01 | 0 | 11163398.5318 | 4411165.074 | 2048553.3114 | 3523460.6658 | 6763244.9417 | 40218457.3054 | 5869319.6503 | 6619219.9836 | 34807.981 | 690435.5393 | 3412199.3005 | 0 | 4771705.1473 | 588673.2573 | 2277903.8413 | 1044791.4955 | 1064203.8111 | 4981722.4138 | 0 | 7663273.0877 | 2440736.5155 | 109587271.8544
2040-02-01 | 0 | 1694555.8788 | 7344488.311 | 8716705.0136 | 6925684.0867 | 1289260.5738 | 41122654.2902 | 6503075.7491 | 489963.7303 | 95315.1159 | 2908780.7165 | 0 | 6299279.1732 | 10155310.15 | 17364348.5403 | 823018.8442 | 440712.0046 | 1183009.8657 | 6370059.453 | 7112864.7534 | 730656.5814 | 330475.6828 | 127900218.5144
2040-03-01 | 0 | 29058530.8884 | 8126967.9978 | 15175568.6242 | 8451872.4822 | 9969413.477 | 116454906.6255 | 8120301.1178 | 10053095.0612 | 111651.984 | 4319120.7299 | 5401681.6655 | 3897034.5299 | 5785412.3012 | 18804079.8229 | 2896345.6796 | 2108628.7019 | 1245047.1999 | 11697051.7802 | 7334160.1516 | 15364373.3934 | 3768608.4936 | 288143852.7075
2040-04-01 | 0 | 3632181.0438 | 770719.3128 | 2647195.6671 | 3918220.858 | 1698398.1642 | 75212170.2617 | 3241770.0086 | 4528492.3837 | 30959.1876 | 5922559.5693 | 768000.119 | 6664687.7302 | 6013702.792 | 154146.5817 | 2896993.0819 | 0 | 1509005.4013 | 10523590.9135 | 9256444.7957 | 11295873.9101 | 4780422.507 | 155465534.2889
2040-05-01 | 0 | 4486562.8775 | 1559438.1529 | 3242161.2396 | 9551882.8643 | 8119237.9044 | 29447855.2774 | 6283508.8325 | 4765304.0299 | 70794.3832 | 1123131.9348 | 973896.4051 | 605212.0481 | 10293129.2108 | 475310.342 | 0 | 1988394.2431 | 1519523.9453 | 5553294.8861 | 8722565.5768 | 10065869.8178 | 4180993.6375 | 113028067.6089
2040-06-01 | 0 | 7873796.2996 | 2350065.4057 | 5347723.1735 | 12462986.3314 | 7673906.1863 | 30736159.8801 | 1679502.1159 | 5061972.9571 | 137825.9557 | 508788.0142 | 1076631.3121 | 587642.4946 | 648169.8982 | 469131.2038 | 0 | 2120653.5949 | 203061.434 | 2793275.1647 | 1623883.1857 | 1377570.4714 | 1797440.0285 | 86530185.1077
2040-07-01 | 0 | 10967415.1599 | 2769284.2847 | 4846159.4228 | 9553568.1465 | 4899485.2434 | 30366199.2084 | 879987.9707 | 1843240.6242 | 105581.2719 | 251909.0764 | 1646209.8839 | 299960.8537 | 215585.1008 | 458738.0759 | 0 | 939616.8008 | 59449.5878 | 903751.5663 | 892937.3004 | 1190004.4743 | 34825.2468 | 73123909.2996
2040-08-01 | 0 | 4642948.4003 | 1244544.5589 | 2224361.0453 | 8499827.2469 | 3420383.3197 | 24129655.3453 | 772050.8184 | 3520242.0841 | 39634.9428 | 0 | 0 | 0 | 0 | 0 | 0 | 2071330.9186 | 0 | 453860.8571 | 0 | 0 | 0 | 51018839.5372
2040-09-01 | 0 | 0 | 0 | 0 | 1995402.1861 | 0 | 3787685.3019 | 4656491.4609 | 3158174.208 | 0 | 0 | 0 | 0 | 0 | 0 | 0 | 226488.1643 | 0 | 2623869.823 | 0 | 0 | 1978009.893 | 18426121.0372
2040-10-01 | 0 | 2214523.7503 | 2220927.8533 | 1838561.7425 | 4122337.0807 | 2314704.0968 | 17975049.4444 | 4041278.0075 | 3138767.6161 | 20648.1263 | 1582173.5517 | 876514.3405 | 5769609.1027 | 1429517.8045 | 3844056.1073 | 923242.7974 | 1455576.001 | 3533171.0913 | 5997849.7599 | 20723185.1916 | 23197378.5095 | 2895166.5825 | 110114238.5578
2040-11-01 | 0 | 2901760.2104 | 3626319.3812 | 5928250.5294 | 1889423.406 | 4064845.8493 | 29904830.2471 | 4352587.5835 | 7503997.037 | 47592.5868 | 2269537.4261 | 1473528.2815 | 2381392.0421 | 0 | 7598532.345 | 1401288.8352 | 8463.7656 | 3959844.947 | 6249484.8194 | 22743905.3828 | 25866505.245 | 3642115.0424 | 137814204.9628
2040-12-01 | 0 | 5721862.604 | 4880696.4522 | 0 | 3753677.0172 | 1048853.6122 | 21736301.3237 | 910979.4053 | 1650531.3846 | 62131.4114 | 2674121.8053 | 2245265.5686 | 3733789.8193 | 10006494.0165 | 898606.8542 | 2284461.5266 | 675440.7259 | 3576310.5255 | 6347300.8704 | 20578245.0514 | 22977432.4546 | 3461786.1568 | 119224288.5858
2041-01-01 | 0 | 2514621.7497 | 5704247.6491 | 7976093.4051 | 5999133.6028 | 3382223.3118 | 38965288.8037 | 2407024.2595 | 1694982.0709 | 27353.1805 | 0 | 3457784.4813 | 0 | 0 | 11781748.0536 | 0 | 1054853.3967 | 93038.0138 | 1836987.5163 | 552381.9739 | 465094.5178 | 345527.5188 | 88258383.5053
2041-02-01 | 0 | 12650890.5181 | 7485770.1843 | 2124720.1394 | 5938624.7961 | 7196170.6788 | 50742971.1061 | 7195151.9405 | 5784637.2497 | 109348.6731 | 3810596.0702 | 0 | 6025703.08 | 5903972.2208 | 18186585.176 | 3683776.1191 | 286491.7202 | 1087556.4294 | 3623827.5086 | 6414319.7889 | 7873727.8559 | 1153196.9403 | 157278038.1954
2041-03-01 | 0 | 14241213.4988 | 8070331.1905 | 15092597.4235 | 6072756.3784 | 2947316.2204 | 58158332.5455 | 10463920.8911 | 7609037.7316 | 58515.0615 | 4293574.3852 | 5453005.2108 | 6646933.4114 | 6334509.6032 | 19271786.4821 | 2620113.2935 | 1079348.0895 | 2485866.4422 | 5768288.8131 | 8017263.173 | 17382656.4166 | 4393783.1561 | 206461149.4179
2041-04-01 | 0 | 17015345.5491 | 780489.8868 | 12537879.7089 | 7276684.0027 | 4386160.8627 | 79270256.1223 | 3289547.9228 | 4516720.8 | 39019.3464 | 5686907.8829 | 5425810.152 | 3947676.3761 | 16782624.2121 | 91079.3101 | 285742.3866 | 1068374.3144 | 2934647.2968 | 4886893.159 | 17092931.6353 | 19743524.7393 | 4896225.6348 | 211954541.3009
2041-05-01 | 0 | 7180703.4912 | 1912649.745 | 3637369.0536 | 10509037.432 | 9986185.2873 | 34423885.8768 | 7016961.3495 | 7647044.27 | 97064.1797 | 1358216.3312 | 949257.3207 | 576760.1831 | 4255299.9229 | 627850.7776 | 288321.9251 | 1745337.7131 | 1855643.2902 | 3174896.0515 | 11349783.8113 | 12180119.374 | 4850116.8963 | 125622504.282
2041-06-01 | 0 | 8526271.804 | 2749996.2258 | 5272358.1609 | 10676909.7137 | 7753708.761 | 32336597.1973 | 3981622.8945 | 4934832.2159 | 120940.268 | 447623.6567 | 1878896.3786 | 588440.4694 | 653824.0915 | 696233.5236 | 0 | 2095016.6357 | 237133.2179 | 1744333.3064 | 1754812.5821 | 1909894.9851 | 2065673.9253 | 90425120.0136
2041-07-01 | 0 | 8188267.865 | 2780669.9325 | 6958411.4641 | 11346123.8317 | 5436996.5539 | 39760826.9451 | 740750.5803 | 2767653.8336 | 88203.6497 | 289967.5502 | 867880.767 | 301774.8444 | 220149.3912 | 233961.2133 | 0 | 1248696.0552 | 59852.6476 | 356252.208 | 879326.3212 | 789595.9402 | 31590.9283 | 83346952.5228
2041-08-01 | 0 | 3730168.3593 | 1241018.5948 | 0 | 7343991.417 | 2827996.3985 | 20824444.4505 | 1120659.3238 | 2389648.7704 | 27574.8695 | 0 | 796334.7109 | 0 | 0 | 0 | 0 | 2101074.1643 | 0 | 365247.4126 | 0 | 0 | 0 | 42768158.4716
2041-09-01 | 0 | 0 | 0 | 0 | 3547274.9281 | 0 | 3817724.9844 | 2522804.9803 | 1660022.8588 | 0 | 0 | 0 | 0 | 0 | 0 | 0 | 1045764.7254 | 0 | 1412670.1308 | 0 | 0 | 1921520.771 | 15927783.3788
2041-10-01 | 0 | 4478969.5052 | 2708287.0097 | 2777224.8456 | 4159720.9427 | 3194055.3361 | 17310982.5388 | 6148850.6032 | 5296073.3937 | 62325.2198 | 2135113.4717 | 1317122.9629 | 6278155.2205 | 3550592.1641 | 6872161.5606 | 1646858.388 | 1071656.5679 | 3695201.8453 | 5903832.5214 | 21215015.3288 | 24140368.4878 | 3528260.4928 | 127490828.4067
2041-11-01 | 0 | 4006041.0247 | 3948460.5789 | 1842679.3219 | 2110890.4673 | 4364511.6467 | 26848785.5299 | 1903552.2712 | 7945574.7067 | 61863.3938 | 2264831.3306 | 0 | 5689494.0406 | 9350168.0437 | 8006675.2503 | 1530754.5795 | 1040323.1085 | 4542953.9621 | 5921377.6809 | 26573237.3235 | 29622982.793 | 4410223.9574 | 151985381.0112
2041-12-01 | 0 | 5458375.398 | 5266306.3278 | 1879411.5071 | 4743752.4755 | 3896294.6562 | 30070442.6273 | 5205820.5822 | 1702910.1795 | 49680.5927 | 2805570.5175 | 1630090.8881 | 927428.6591 | 0 | 883367.5653 | 2481356.8028 | 0 | 3641228.4072 | 5881103.5846 | 20954025.4219 | 23991603.0582 | 3791114.2242 | 125259883.4749
2042-01-01 | 0 | 12062975.8029 | 5003203.329 | 7975895.6028 | 7643319.6551 | 3992035.3778 | 41033555.514 | 7096685.5653 | 9172118.2668 | 65640.6611 | 2261161.2215 | 3509491.6891 | 5768313.0049 | 6366910.534 | 11271728.493 | 2001798.8007 | 1033450.1718 | 1150151.5136 | 3196902.7789 | 7461862.1361 | 7764033.1499 | 1623193.4512 | 147454426.7193
2042-02-01 | 0 | 15328471.6484 | 6850648.4339 | 9761907.9919 | 4612671.3272 | 6659605.0402 | 42752241.2321 | 3964633.5859 | 6282354.0161 | 107157.7055 | 701753.2738 | 0 | 0 | 3766306.2489 | 16840245.7076 | 1106180.0703 | 622162.9864 | 1323696.0074 | 5179736.4578 | 7183516.2879 | 8743350.9961 | 2903235.3552 | 144689874.3724
2042-03-01 | 0 | 3293603.8773 | 7340391.1729 | 2403645.153 | 6688263.7596 | 2232434.3487 | 54808575.7884 | 4164291.1956 | 1240666.05 | 42476.2697 | 3543195.3675 | 5425912.7995 | 6532404.2157 | 3864124.4015 | 18737660.7047 | 2605956.3499 | 1028460.2225 | 1408730.305 | 2520513.1397 | 8102685.532 | 9220859.2602 | 3145026.1653 | 148349876.0786
2042-04-01 | 0 | 551325.2688 | 0 | 2640659.2253 | 1596616.3776 | 2069685.3683 | 4384892.8743 | 3174454.7226 | 2077526.4992 | 37970.9611 | 0 | 0 | 213319.7028 | 0 | 0 | 0 | 0 | 160083.9476 | 1424057.419 | 0 | 0 | 1077489.99 | 19408082.3568
2042-05-01 | 0 | 7763794.8279 | 1579031.0234 | 3257098.7512 | 10442763.652 | 9156106.2414 | 25845528.433 | 6510688.6608 | 6729538.3608 | 87208.1898 | 962324.398 | 988735.4469 | 4411621.2223 | 10230962.4756 | 655667.3019 | 294373.0716 | 1897530.2563 | 2262882.8997 | 4942812.3768 | 7815775.039 | 8170514.3479 | 3487616.8502 | 117492573.8264
2042-06-01 | 0 | 8789098.866 | 1471036.5345 | 5253045.8693 | 10542300.4102 | 7828600.6486 | 32547761.9113 | 1107953.9175 | 3057715.7018 | 128540.5683 | 288717.0634 | 1083932.1021 | 587937.8581 | 653825.7265 | 455517.216 | 0 | 2118490.6498 | 175633.9292 | 354635.4446 | 1320481.6798 | 1154729.6614 | 286557.5267 | 79206513.2848
2042-07-01 | 0 | 8154411.7308 | 2251477.5594 | 4857436.1351 | 10316864.5907 | 7760283.0078 | 42618466.2425 | 1101034.6037 | 1740210.3853 | 77983.1103 | 139849.5786 | 1653193.5937 | 290219.3159 | 222290.4661 | 455358.2406 | 0 | 933288.8223 | 58775.3517 | 352643.533 | 454036.2247 | 803644.6214 | 30996.3585 | 84272463.4723
2042-08-01 | 0 | 3712488.9106 | 0 | 2155069.2753 | 7455993.7194 | 3309553.9806 | 7379919.3058 | 776871.8245 | 2341422.1728 | 39829.9501 | 0 | 0 | 0 | 0 | 0 | 0 | 2101996.9828 | 0 | 0 | 0 | 0 | 15103.8605 | 29288249.9824
2042-09-01 | 0 | 0 | 0 | 0 | 1561612.3475 | 0 | 3764018.9402 | 4610504.2251 | 2891507.2621 | 0 | 0 | 0 | 0 | 0 | 0 | 0 | 273633.6525 | 0 | 2519099.4542 | 0 | 0 | 1735243.6374 | 17355619.5191
2042-10-01 | 0 | 3061150.545 | 1417365.8915 | 3070042.4365 | 4769652.145 | 1026585.0982 | 15366872.0971 | 4023260.5017 | 4570331.2852 | 18158.2144 | 661527.3966 | 842144.2539 | 6510551.0352 | 658197.1033 | 3471960.0439 | 1190424.2596 | 1671447.0843 | 1513162.7005 | 3621821.9785 | 12543139.2897 | 8321932.8255 | 2828316.0257 | 81158042.2114
2042-11-01 | 0 | 4190421.6405 | 1021695.5728 | 1892655.1629 | 3419759.4045 | 3115031.9018 | 25296987.1749 | 2773173.1857 | 404915.0144 | 48728.282 | 692912.2185 | 0 | 0 | 0 | 875224.9208 | 818623.653 | 8347.2671 | 1058647.6095 | 4163287.6815 | 0 | 8155918.9898 | 1671399.1795 | 59607728.8591
2042-12-01 | 0 | 0 | 0 | 0 | 2530400.3917 | 721408.2676 | 19560979.7265 | 447307.458 | 4431271.7253 | 0 | 0 | 0 | 0 | 6019131.4733 | 0 | 0 | 278439.3145 | 1378033.4628 | 107543.9826 | 0 | 0 | 639300.8342 | 36113816.6365
2043-01-01 | 0 | 13089382.0274 | 655421.8229 | 9771808.2729 | 6330423.0625 | 6760655.9009 | 44460171.26 | 6525560.3241 | 4804055.1707 | 100060.0198 | 0 | 0 | 3760423.5382 | 3770729.2438 | 0 | 0 | 1030210.7916 | 0 | 3373073.261 | 0 | 7714513.0273 | 1332727.5131 | 113479215.2361
2043-02-01 | 0 | 835035.748 | 6352946.8547 | 2151838.5907 | 3673955.8242 | 8664137.5367 | 39840027.8895 | 1650565.4476 | 4416024.3888 | 12581.4998 | 4099576.3464 | 0 | 2318507.3551 | 5942250.5347 | 18998945.7234 | 3417471.7477 | 375111.5812 | 1190886.8211 | 4189014.932 | 7014886.5232 | 7862288.6532 | 2612739.3238 | 125618793.3219
2043-03-01 | 0 | 13149203.7483 | 787544.4218 | 12732908.3269 | 6210880.6907 | 11716398.1546 | 55731465.1511 | 6698786.92 | 3716808.741 | 120885.1651 | 725919.5945 | 5403596.5115 | 6505412.8727 | 1887103.0013 | 31365.6866 | 2639521.6609 | 1037806.2957 | 1189202.6163 | 4030367.7361 | 762995.7852 | 774883.3322 | 347562.08 | 136200618.4926
2043-04-01 | 0 | 3494425.6622 | 8260279.0242 | 17719308.8762 | 6592059.4763 | 7861887.5585 | 14125608.3144 | 8803442.8071 | 5041745.6925 | 69988.1996 | 3722464.0318 | 67406.9883 | 4097294.9709 | 5941059.8102 | 157896.7375 | 284348.0633 | 1058597.7639 | 1337245.8428 | 4894375.4473 | 6805563.8784 | 7361887.7867 | 3628487.8877 | 111325374.8196
2043-05-01 | 0 | 7669345.7986 | 1611047.9009 | 6820997.476 | 9176314.718 | 14120439.7482 | 29454141.049 | 3669625.615 | 6909542.3325 | 99468.0958 | 987333.0631 | 1755751.1045 | 4542629.8857 | 4360223.2274 | 442250.9232 | 281294.9691 | 1971666.9934 | 1227050.4739 | 5684943.0714 | 7465184.2204 | 7917533.701 | 2204928.306 | 118371712.6732
2043-06-01 | 0 | 8560093.5672 | 1502242.5035 | 7637896.3461 | 12141239.7344 | 18196066.8466 | 28519772.6706 | 4251627.9378 | 4917149.8324 | 117317.2881 | 413626.4517 | 963161.3583 | 586540.6559 | 421317.6634 | 660290.1469 | 0 | 1024663.602 | 188931.8628 | 2853742.9503 | 1360442.3159 | 1198611.7975 | 1260758.9783 | 96775494.5098
2043-07-01 | 0 | 10988170.9264 | 1465192.9294 | 9308636.3613 | 13378405.8534 | 13714130.5332 | 43144656.5219 | 766648.2204 | 1083269.3694 | 134287.0123 | 281141.5149 | 1682963.0311 | 295203.9178 | 222325.6527 | 219732.6857 | 0 | 1560403.6977 | 58231.2423 | 909842.9978 | 444758.209 | 1198774.988 | 50855.394 | 100907631.0587
2043-08-01 | 0 | 840608.5243 | 740514.8717 | 3716547.6844 | 10400059.8241 | 10504537.1481 | 20711505.7827 | 1116985.6099 | 2360897.5274 | 71677.2346 | 0 | 0 | 0 | 0 | 0 | 0 | 2092374.3399 | 0 | 469439.2219 | 0 | 0 | 0 | 53025147.7689
2043-09-01 | 0 | 0 | 0 | 0 | 5097365.5582 | 0 | 3878451.3026 | 4799607.134 | 4324584.5967 | 0 | 0 | 0 | 0 | 0 | 0 | 0 | 1164477.0275 | 0 | 2784989.6683 | 0 | 0 | 1841042.9486 | 23890518.2359
2043-10-01 | 0 | 3601788.4241 | 773682.7405 | 2417990.6866 | 2742080.0017 | 3124204.2762 | 15329578.3049 | 3422497.4152 | 2593613.5939 | 15365.4769 | 1653911.7495 | 998827.5977 | 2246008.6441 | 1314222.5317 | 1957243.3766 | 669862.088 | 1387.2276 | 2419863.1152 | 5914475.6397 | 11607528.1745 | 6061908.7332 | 2665330.3498 | 71531370.1477
2043-11-01 | 0 | 5601482.6195 | 0 | 6282313.2553 | 3591660.2074 | 4274636.0568 | 18508258.8133 | 375416.0662 | 1688315.6921 | 13753.4653 | 1269342.9691 | 872339.7127 | 2338242.0704 | 0 | 0 | 743981.7413 | 1038857.2268 | 1215616.287 | 1108408.2798 | 6306636.1173 | 7737001.3193 | 785375.2709 | 63751637.1705
2043-12-01 | 0 | 5209939.4884 | 1031147.6352 | 7219108.8376 | 2911397.3319 | 9236106.6922 | 26535827.9403 | 1230904.9518 | 5864654.7814 | 45107.2786 | 0 | 0 | 0 | 0 | 10148899.59 | 0 | 214108.1285 | 0 | 3291890.1781 | 0 | 7149217.2477 | 1099920.2189 | 81188230.3005
2044-01-01 | 0 | 12652636.1829 | 5836477.3179 | 9074829.462 | 6377147.8978 | 11058602.8387 | 38012442.4831 | 5778747.222 | 3242414.2259 | 53033.5731 | 2434128.4029 | 2757014.899 | 3737209.7011 | 3968922.729 | 588024.7704 | 283462.62 | 1034201.4757 | 1146541.6217 | 3641002.1259 | 6747103.6881 | 478991.6845 | 869474.3737 | 119772409.2952
2044-02-01 | 0 | 3796906.3964 | 0 | 10837202.4204 | 5173103.7718 | 13754584.0833 | 46481716.0802 | 4195714.2707 | 6237814.6014 | 73238.2098 | 701643.5538 | 4279629.9607 | 5986730.5202 | 10229731.6261 | 18000714.5615 | 2944438.5271 | 633625.0291 | 107491.5596 | 1533498.3713 | 608927.69 | 7816641.5938 | 2392629.0703 | 145785981.8977
2044-03-01 | 0 | 13428672.0917 | 8240091.7877 | 15181881.8132 | 6520935.8298 | 16144446.152 | 55816518.7229 | 7088203.4367 | 5693650.2036 | 58407.0123 | 3597859.2158 | 779179.5863 | 2721115.216 | 1325779.7997 | 60785.9222 | 2893412.4832 | 1041769.7279 | 1206284.4932 | 5725548.3698 | 7438522.8871 | 8148532.0909 | 3908356.0896 | 167019952.9315
2044-04-01 | 0 | 3535531.7696 | 770902.0206 | 18520521.8812 | 6831533.7666 | 8689746.9723 | 54945988.6864 | 3547700.414 | 3290986.2246 | 71253.0769 | 794927.7321 | 4633536.7045 | 3976968.9327 | 9960678.4115 | 19156868.8894 | 286074.3008 | 1063657.9612 | 1384001.7476 | 1787198.192 | 6641050.2281 | 9051240.3377 | 4098976.1296 | 163039344.3795
2044-05-01 | 0 | 4689838.2225 | 785588.9034 | 6635761.1682 | 5888888.1952 | 14871318.3508 | 30044882.285 | 3494731.5825 | 4445428.5237 | 76807.8932 | 142816.6831 | 862299.7481 | 4024439.4318 | 417130.939 | 221766.613 | 0 | 1053801.3744 | 1711801.9692 | 3091628.2906 | 7318615.5444 | 10649154.2889 | 4485539.421 | 104912239.4284
2044-06-01 | 0 | 8173908.3208 | 1443301.9606 | 6388467.5336 | 11925514.1776 | 18732087.5283 | 19611343.1669 | 3937065.3807 | 4994834.1889 | 94957.0876 | 287955.0254 | 1823363.7942 | 885322.0358 | 436035.5962 | 677499.3006 | 0 | 2112689.4272 | 173245.6038 | 1808992.1113 | 1467650.8417 | 1202548.4127 | 1292445.4548 | 87469226.9487
2044-07-01 | 0 | 8294715.2794 | 1442203.0438 | 9133259.2287 | 12052651.9041 | 14400473.361 | 42386191.622 | 991208.2377 | 1415821.9078 | 126367.0372 | 143286.4609 | 860440.9717 | 0 | 223242.1552 | 221336.1036 | 0 | 1139631.3803 | 59677.5586 | 364756.6149 | 424731.79 | 1148024.8485 | 35291.5851 | 94863311.0906
2044-08-01 | 0 | 3801671.622 | 747914.1449 | 3676895.0381 | 10206228.0231 | 10732779.3918 | 16870599.629 | 804859.155 | 2365092.2886 | 71758.6423 | 0 | 0 | 0 | 0 | 0 | 0 | 2128850.4507 | 0 | 475557.8867 | 0 | 0 | 0 | 51882206.2722
2044-09-01 | 0 | 0 | 0 | 0 | 5392437.4854 | 0 | 7607430.0297 | 4703094.6385 | 4382542.0582 | 0 | 0 | 0 | 0 | 0 | 0 | 0 | 489020.2362 | 0 | 2559199.4724 | 0 | 0 | 1848933.4893 | 26982657.4097
2044-10-01 | 0 | 3893403.5221 | 1458102.2414 | 3359462.3684 | 2840467.934 | 3237738.6765 | 18498009.1015 | 4079910.5215 | 2480900.8884 | 40891.5309 | 1337081.945 | 421097.4137 | 1998286.4842 | 3941675.2663 | 3524028.723 | 1351599.6631 | 647169.7036 | 2323844.9511 | 4307697.2493 | 13807677.4364 | 15367956.532 | 3471863.2939 | 92388865.4462
2044-11-01 | 0 | 4938533.7711 | 1113458.2494 | 7180712.7346 | 1582130.8708 | 4501381.3448 | 23989296.0284 | 460192.0636 | 1279976.4332 | 50467.0396 | 401091.5091 | 0 | 6063689.0976 | 0 | 0 | 1116876.0385 | 1048176.2939 | 3816920.7419 | 3263005.415 | 6724362.8436 | 17085768.4787 | 886651.9677 | 85502690.9215
2044-12-01 | 0 | 2469655.192 | 0 | 6567793.9093 | 5649397.4137 | 9719140.168 | 31719335.138 | 5212323.977 | 4057836.8019 | 19934.8226 | 694788.9742 | 0 | 0 | 0 | 0 | 281524.2197 | 311178.9727 | 61905.2479 | 3326549.0567 | 8208769.557 | 7530266.1288 | 1773666.5998 | 87604066.1793
2045-01-01 | 0 | 11109717.9467 | 4859439.5597 | 8965155.4561 | 5520914.8007 | 11502564.9602 | 38485277.0942 | 3678159.5844 | 6317657.9888 | 72291.2017 | 2460848.0856 | 0 | 5265740.5614 | 6208419.7565 | 1455589.3956 | 2346675.5573 | 1049546.681 | 1143391.237 | 2520741.0788 | 6830165.0701 | 569977.2239 | 341724.7116 | 120703997.9512
2045-02-01 | 0 | 10331513.6622 | 7263358.1997 | 10967531.44 | 3894086.4754 | 13999962.6449 | 57638395.2558 | 6598724.8065 | 5009662.9775 | 73372.174 | 693780.2646 | 4142734.4936 | 0 | 3761228.264 | 17250190.8996 | 2516599.7182 | 472323.4453 | 1189290.7978 | 3458785.5079 | 8521674.6976 | 7794007.0192 | 2683921.6047 | 168261144.3486
2045-03-01 | 0 | 14094573.1371 | 8077655.3538 | 12780602.2526 | 6633110.7706 | 15715107.0535 | 58881425.4202 | 6932760.7533 | 5690727.5548 | 58675.4969 | 4269589.6593 | 790655.1761 | 6610191.6565 | 1689642.8507 | 61840.566 | 290452.3861 | 1069234.6925 | 1354808.6623 | 5692934.9775 | 8109734.2854 | 8962098.5279 | 3061679.4616 | 170827500.6951
2045-04-01 | 0 | 3708629.1186 | 790591.2445 | 20248918.9821 | 7617510.87 | 9201462.7866 | 65811750.4 | 3627889.4637 | 4586094.0332 | 36589.7513 | 4832625.1554 | 5526782.3539 | 3944521.9072 | 15903230.6569 | 18760555.5872 | 2926733.4107 | 1045260.7947 | 2842049.5216 | 8746410.77 | 15947316.9074 | 18518977.166 | 4742843.8173 | 219366744.6984
2045-05-01 | 0 | 7264131.6583 | 1857673.0877 | 7571453.2475 | 7844964.5729 | 15883220.6583 | 32649861.6178 | 7005123.5335 | 7881071.6151 | 109250.4821 | 1453399.6376 | 973109.0737 | 4351163.4114 | 4198367.5993 | 653071.5459 | 284321.5018 | 1851278.782 | 2904781.1438 | 6726642.918 | 17587625.0581 | 19349783.1348 | 4904014.354 | 153304308.6338
2045-06-01 | 0 | 8483440.6517 | 2711578.3383 | 7658206.3911 | 11690855.9057 | 18946138.1525 | 42930807.0003 | 3775514.4302 | 5038342.1051 | 98614.7081 | 430427.2779 | 1071142.5332 | 886123.622 | 451049.459 | 691478.6788 | 0 | 2088369.5371 | 250664.5163 | 2901139.7595 | 1859694.7279 | 1924230.7054 | 2101171.2782 | 115988989.7784
2045-07-01 | 0 | 10857550.7857 | 2591799.9718 | 6678915.264 | 14015592.4951 | 13822133.1404 | 45727143.2245 | 870596.1233 | 1126830.1883 | 134285.1058 | 296372.4689 | 1669518.2698 | 0 | 434630.7495 | 225145.2749 | 0 | 1019196.5156 | 202990.7454 | 906392.1858 | 1547729.8203 | 1757330.624 | 65783.0597 | 103949936.0126
2045-08-01 | 0 | 829399.444 | 1229236.0477 | 3484426.2929 | 11147563.7453 | 10737012.5051 | 27400542.9945 | 1025687.8665 | 2311569.7516 | 79754.0827 | 0 | 0 | 0 | 0 | 0 | 0 | 2125517.5942 | 0 | 492420.619 | 0 | 0 | 0 | 60863130.9434
2045-09-01 | 0 | 0 | 0 | 0 | 6463105.9679 | 0 | 3835623.9903 | 2497762.2966 | 4357990.8601 | 0 | 0 | 0 | 0 | 0 | 0 | 0 | 220333.088 | 0 | 2848095.9674 | 0 | 0 | 2158057.098 | 22380969.2683
2045-10-01 | 0 | 2679669.9638 | 1790336.4803 | 2512323.4699 | 2495073.4669 | 3279445.0607 | 15834406.0312 | 3318257.1112 | 3756833.8721 | 29714.5833 | 1942006.4921 | 947842.1033 | 3136768.4019 | 3487709.604 | 4241904.2649 | 963726.9547 | 1483405.7662 | 3629992.681 | 6248142.8443 | 17377828.6586 | 19057588.431 | 3233700.6758 | 101446676.9173
2045-11-01 | 0 | 7947943.2698 | 3528124.3423 | 7550555.2476 | 5570111.2482 | 4611885.0176 | 35549293.4131 | 3684984.584 | 5072733.8036 | 59331.0339 | 2098733.5552 | 1272589.9381 | 4108845.2466 | 9620077.9066 | 5575094.1956 | 1480967.2632 | 1052303.5212 | 4029174.3462 | 6115887.8673 | 23914047.9871 | 27621198.1772 | 4044661.2026 | 164508543.167
2045-12-01 | 0 | 7823668.6761 | 3356242.0591 | 5637736.3518 | 3053851.0955 | 10268511.7199 | 27619911.5592 | 3847850.4277 | 3775139.6929 | 62575.9008 | 2480793.6659 | 209428.1759 | 0 | 0 | 0 | 2188700.3174 | 0 | 3659784.4241 | 6105726.4897 | 21324410.0914 | 24346505.6985 | 3687877.1711 | 129448713.5171
2046-01-01 | 0 | 0 | 0 | 7703817.5794 | 4278019.2706 | 9976797.3476 | 28428017.6531 | 1253566.4147 | 270659.125 | 27000.1042 | 0 | 0 | 0 | 0 | 0 | 0 | 0 | 1147812.7787 | 1663194.917 | 6851706.6036 | 7699175.3288 | 1320826.1073 | 70620593.23
2046-02-01 | 0 | 2506218.8903 | 0 | 9735662.375 | 3449453.6414 | 11731005.3645 | 43869499.8081 | 154887.5239 | 545346.1219 | 68497.1421 | 3428386.9332 | 0 | 2255838.6511 | 0 | 881689.5441 | 0 | 456233.3165 | 109751.4658 | 1123480.2571 | 689630.6396 | 719848.0366 | 242260.5914 | 81967690.3027
2046-03-01 | 0 | 13418460.7306 | 8039978.9032 | 12679372.9301 | 6713202.9032 | 16016554.8419 | 55461330.2571 | 7278863.3298 | 5795277.0286 | 84890.0549 | 730565.6618 | 4605504.534 | 6463167.0528 | 3499376.5766 | 18938132.7043 | 2953233.616 | 1059457.1242 | 1200329.8039 | 4061104.011 | 7332439.4708 | 8244493.6307 | 2657266.4595 | 187233001.625
2046-04-01 | 0 | 13645679.6443 | 8231269.3411 | 17304663.3562 | 6642073.6335 | 9532261.5578 | 24154293.3888 | 9501684.3828 | 8687771.3767 | 57270.2796 | 4379748.9249 | 783611.5749 | 3908443.7342 | 9944323.1873 | 122170.4968 | 0 | 1098498.0362 | 1589318.323 | 5578729.0922 | 7054529.1422 | 9498974.3116 | 4525982.4244 | 146241296.2084
2046-05-01 | 0 | 7568089.8364 | 1595508.3272 | 6992481.3308 | 9859236.7286 | 15678853.6191 | 19410198.3737 | 3770589.3149 | 5962841.8095 | 66674.816 | 956520.5046 | 951944.1196 | 4320223.1512 | 10478376.5635 | 456918.1511 | 290580.14 | 1882231.5113 | 1517493.17 | 3464812.0898 | 7687541.0655 | 9571241.542 | 3481123.9993 | 115963480.1641
2046-06-01 | 0 | 8500414.9907 | 747072.8299 | 7171471.9748 | 10254811.1081 | 17622895.6675 | 27690098.2353 | 3892759.2227 | 3739697.6807 | 112666.1643 | 378753.404 | 953098.7259 | 596276.9414 | 428945.3412 | 447528.0038 | 0 | 1035394.962 | 115639.2208 | 1749570.2321 | 895226.7797 | 1175382.6406 | 1209298.9061 | 88717003.0314
2046-07-01 | 0 | 8041482.7541 | 2209060.5239 | 6964449.1918 | 11167428.4862 | 14317334.469 | 33775076.876 | 1032655.1576 | 1698584.2104 | 102401.5725 | 226267.1605 | 1677055.9266 | 287175.6809 | 213242.4542 | 219949.1898 | 0 | 1504194.905 | 60717.793 | 357628.3077 | 458308.4703 | 788653.489 | 31816.5259 | 85133483.1443
2046-08-01 | 0 | 3740334.7935 | 1230302.8675 | 3754146.6276 | 9289131.8165 | 7981806.4504 | 20997698.8186 | 876177.3614 | 2405410.6864 | 41918.9344 | 0 | 0 | 0 | 0 | 0 | 0 | 2066485.3032 | 0 | 0 | 0 | 0 | 15202.2426 | 52398615.9021
2046-09-01 | 0 | 0 | 0 | 0 | 4992412.7935 | 0 | 3805350.6665 | 2592952.7549 | 2859275.6264 | 0 | 0 | 0 | 0 | 0 | 0 | 0 | 1186195.7318 | 0 | 2563325.9031 | 0 | 0 | 1840768.3408 | 19840281.817
2046-10-01 | 0 | 2166520.5052 | 1427700.2108 | 2443300.1353 | 2457096.6098 | 3158059.6851 | 15432319.753 | 5705555.1498 | 5111449.8603 | 17004.3414 | 1352457.9819 | 839924.5679 | 2055902.5124 | 1300681.6759 | 3699805.0172 | 1203864.6311 | 2177.0493 | 2400245.9187 | 2266277.425 | 7853532.0904 | 15978181.9252 | 3379798.6068 | 80251855.6525
2046-11-01 | 0 | 4321161.4354 | 1187002.7748 | 6197198.8902 | 4514189.5526 | 4146167.7396 | 36539655.8058 | 1271084.7837 | 63664.095 | 62076.7769 | 696860.9 | 733924.4261 | 6083660.5421 | 0 | 5152100.9863 | 1427234.8463 | 1034666.4894 | 3809887.4805 | 3238840.6463 | 20971865.942 | 16529398.498 | 2288210.4456 | 120268853.0567
2046-12-01 | 0 | 3117944.1472 | 611154.7359 | 5703246.4633 | 4097929.6548 | 10306208.5126 | 21801984.8755 | 3928317.802 | 4414204.7029 | 52675.4536 | 0 | 1728631.5892 | 976151.6651 | 5994871.6885 | 0 | 2235753.3672 | 573667.0474 | 1816754.4148 | 1637264.0649 | 9709131.9019 | 17956737.6145 | 1140728.0812 | 97803357.7827
2047-01-01 | 0 | 12096694.1265 | 667632.2476 | 8410274.6876 | 5831112.7315 | 11696745.3541 | 48575008.5589 | 2481638.0144 | 4781939.7655 | 62554.5806 | 2219648.3515 | 0 | 3724648.926 | 0 | 0 | 285451.7932 | 1078606.2526 | 1131919.1308 | 2524027.1451 | 6901170.8648 | 546188.3651 | 2120975.3395 | 115136236.2353
2047-02-01 | 0 | 1660433.3316 | 7317937.0699 | 11731491.0896 | 2090137.8504 | 13721099.434 | 56857395.1823 | 4174587.1186 | 2412867.4755 | 98111.6092 | 699981.674 | 4093259.5448 | 2385382.902 | 0 | 19646420.4838 | 3248288.0061 | 454967.6433 | 1304919.8108 | 4147535.0312 | 7124378.2888 | 7184524.3779 | 2643838.349 | 152997556.273
2047-03-01 | 0 | 14404651.653 | 8090570.3004 | 17972356.6872 | 9594711.7227 | 17038634.5513 | 58347462.5897 | 9722598.0387 | 8804345.169 | 70918.2831 | 4278596.302 | 5396103.4635 | 6464914.312 | 7935096.2917 | 18747414.7207 | 2973096.2431 | 2107064.5228 | 1775910.0867 | 5064600.2798 | 9741176.0955 | 8072700.6268 | 4692516.1148 | 221295438.0545
2047-04-01 | 0 | 16676634.4447 | 784561.7515 | 23682631.3417 | 7038798.2433 | 10204239.3001 | 71412383.5149 | 6053393.8606 | 3381292.0019 | 47284.7691 | 6170975.5553 | 838421.6782 | 3977223.588 | 9810300.792 | 171178.3755 | 291226.1228 | 0 | 1875306.6653 | 8836267.4418 | 11127310.4949 | 11411653.3881 | 4971637.705 | 198762721.0346
2047-05-01 | 0 | 4115793.1186 | 1581852.7621 | 7398359.4454 | 7589455.4133 | 16783220.9211 | 31849607.0947 | 4335246.9511 | 7708308.9165 | 113553.5156 | 1369859.4961 | 962578.4949 | 4434185.941 | 6389639.6258 | 450076.6813 | 0 | 1803840.6738 | 1840440.283 | 6477856.1367 | 11041696.7705 | 18892741.6063 | 4823971.2454 | 139962285.0933
2047-06-01 | 0 | 8431649.6425 | 1451751.7405 | 7477744.1405 | 12218380.8878 | 19137706.3541 | 33979134.3896 | 3761355.047 | 5077079.4435 | 116926.499 | 442373.0393 | 980315.583 | 579990.6621 | 650303.6496 | 677526.8996 | 0 | 2080835.6427 | 253626.1878 | 2962489.3016 | 1853680.9596 | 1540904.1581 | 2090837.9086 | 105764612.1365
2047-07-01 | 0 | 11071231.5845 | 2670450.2696 | 8618820.2851 | 14619986.0189 | 14431188.3857 | 47816861.3217 | 837207.8184 | 1035347.5358 | 132390.0288 | 276712.8932 | 1646938.5574 | 295955.0322 | 211915.853 | 231841.1838 | 0 | 993890.28 | 202417.4619 | 902312.0565 | 1505920.3562 | 1718592.3655 | 66764.064 | 109286743.3523
2047-08-01 | 0 | 849915.6172 | 1241458.4637 | 3255164.1463 | 11849853.8956 | 7990567.4697 | 31186777.5782 | 1041496.9614 | 2404279.7707 | 81862.2928 | 0 | 0 | 0 | 0 | 0 | 0 | 2089994.5179 | 0 | 507066.8625 | 0 | 0 | 15060.8823 | 62513498.4583
2047-09-01 | 0 | 0 | 0 | 0 | 6148965.9677 | 0 | 3866522.2028 | 2490447.5587 | 2059117.3972 | 0 | 0 | 0 | 0 | 0 | 0 | 0 | 226539.1717 | 0 | 2910885.9075 | 0 | 0 | 1983561.8573 | 19686040.0629
2047-10-01 | 0 | 3237535.3717 | 1520502.4708 | 3425821.5857 | 3713538.2116 | 4479582.9852 | 19725423.562 | 5983171.0853 | 4661297.3603 | 35770.5777 | 2229550.1281 | 942151.9317 | 7463771.9798 | 663026.2624 | 1837851.1099 | 999652.5081 | 1525926.4702 | 3908928.7075 | 6209444.4462 | 23284898.8139 | 25606460.7882 | 4048977.5988 | 125503283.9553
2047-11-01 | 0 | 4244628.6414 | 2098411.3951 | 5919373.4792 | 2510585.7249 | 4638212.7253 | 27252354.1535 | 1742319.9639 | 6649234.8692 | 57387.7474 | 2289334.3763 | 792384.5286 | 0 | 9837856.3545 | 5180207.341 | 1394345.699 | 8380.17 | 4734099.7658 | 6053905.3687 | 19086476.9931 | 30029814.9278 | 4736289.1313 | 139255603.3562
2047-12-01 | 0 | 2399248.556 | 3947664.225 | 5642689.615 | 4744225.2809 | 9957939.5069 | 27451019.4877 | 3106991.5982 | 2139939.7983 | 41298.7099 | 1473920.8712 | 149135.2668 | 0 | 236311.5172 | 0 | 0 | 576143.603 | 3074892.4236 | 3511803.98 | 19040876.6884 | 19925785.0648 | 3499487.4208 | 110919373.6137
2048-01-01 | 0 | 9073490.2564 | 694216.5641 | 7711671.4766 | 6101285.2125 | 10342912.2404 | 32895588.441 | 3618775.6872 | 3371599.9784 | 100128.2013 | 0 | 2873259.7796 | 5763438.3338 | 0 | 14089723.7282 | 2337946.3711 | 1024659.8083 | 1339628.9426 | 5688381.2454 | 7977204.6609 | 9208394.8438 | 3684216.6185 | 127896522.39
2048-02-01 | 0 | 5454669.4396 | 6160690.9788 | 11590449.0574 | 5484021.5335 | 15314205.2715 | 52614942.6638 | 3921107.9319 | 2583340.5098 | 99289.71 | 3636310.0492 | 0 | 3814801.2551 | 5994312.4288 | 883098.7065 | 3617030.0679 | 386981.3272 | 1465688.6722 | 9412040.1092 | 8589730.2053 | 9791010.6698 | 3199643.6684 | 154013364.2558
2048-03-01 | 0 | 23106050.9177 | 8092728.1287 | 18865720.6209 | 6350894.8154 | 17195509.5404 | 107616823.5672 | 10011817.6587 | 8699501.9788 | 73731.3012 | 4949349.9507 | 5373373.8034 | 2760973.8004 | 5022088.5237 | 19223825.1247 | 5214369.5821 | 2167830.6225 | 1738925.933 | 12233379.157 | 9357345.6309 | 10170130.0167 | 4689914.3199 | 282914284.994
2048-04-01 | 0 | 6957771.5857 | 775076.8481 | 23788817.5909 | 10773155.5467 | 13852464.5558 | 96012062.7313 | 6889095.1775 | 6972530.0833 | 72475.758 | 7740381.7784 | 5502640.8919 | 7975158.319 | 10140754.7223 | 110114.5291 | 5182859.685 | 0 | 3074834.1596 | 10680810.7325 | 18195227.5935 | 19540837.0437 | 5064610.392 | 259301679.7244
2048-05-01 | 0 | 4952423.4831 | 1570718.4989 | 7684625.4263 | 10786503.951 | 16967545.7777 | 38133440.3167 | 6521108.6161 | 7608536.7839 | 116566.181 | 1442033.701 | 958975.4786 | 4427723.3865 | 6448923.3447 | 648734.6206 | 437021.0075 | 1723494.7196 | 1902339.3693 | 6960688.6385 | 11656274.6104 | 19736884.3596 | 4883813.2125 | 155568375.4833
2048-06-01 | 0 | 11575013.8653 | 2213876.3884 | 7344279.6748 | 13723375.5679 | 18884866.7513 | 49963081.2595 | 1658812.6727 | 4967981.6831 | 145146.3813 | 454875.0572 | 972437.9117 | 603713.0795 | 655772.8988 | 680296.3834 | 0 | 2090239.755 | 257190.9083 | 2904246.6068 | 1940995.3495 | 2052456.9258 | 2092087.2436 | 125180746.3639
2048-07-01 | 0 | 7994966.6163 | 2663779.7203 | 8918121.7058 | 15245283.2988 | 14400706.3542 | 50469793.3611 | 798682.499 | 1367561.6159 | 167267.4124 | 304153.1515 | 1683365.7014 | 300912.6131 | 218178.8862 | 232159.5117 | 0 | 1340174.9339 | 205020.8947 | 917704.6898 | 1545491.8954 | 1754870.4555 | 68887.3033 | 110597082.6203
2048-08-01 | 0 | 3776186.2323 | 1142416.1172 | 3240050.7296 | 14571430.169 | 10809211.4104 | 31980838.2379 | 782979.9593 | 2355463.4386 | 85347.0295 | 0 | 0 | 0 | 0 | 0 | 0 | 2146929.3114 | 0 | 508403.9094 | 0 | 0 | 15157.7902 | 71414414.3348
2048-09-01 | 0 | 0 | 0 | 0 | 5677107.7891 | 0 | 3742522.515 | 4696792.0061 | 2746494.2993 | 0 | 0 | 0 | 0 | 0 | 0 | 0 | 1141838.4344 | 0 | 3093808.2163 | 0 | 0 | 2034939.8953 | 23133503.1554
2048-10-01 | 0 | 2612193.574 | 723221.3381 | 2564177.0632 | 1313941.1226 | 3695454.2715 | 15849891.0789 | 1227058.4488 | 2393407.7176 | 17351.5112 | 1819513.5137 | 419911.4306 | 2702685.2176 | 0 | 90664.933 | 2121703.9958 | 1401.7058 | 3166327.857 | 5188749.1343 | 17120639.003 | 18882594.3914 | 3276892.6011 | 85187779.9093
2048-11-01 | 0 | 114290.3164 | 2320048.9598 | 3793190.1066 | 3762330.7032 | 4247415.2595 | 25998003.8606 | 2933522.548 | 1143167.0462 | 59879.9218 | 2258202.6768 | 0 | 677644.7985 | 0 | 0 | 1339006.6214 | 1045699.6114 | 1111186.1447 | 4874231.0555 | 7641133.058 | 8018801.1718 | 1475956.5217 | 72813710.3822
2048-12-01 | 0 | 7464917.3208 | 4221574.27 | 5267268.5618 | 7087174.2172 | 9897698.1865 | 28216457.1707 | 2116087.0347 | 4129611.1657 | 63600.0411 | 2000218.9163 | 0 | 2358007.8709 | 240693.7871 | 7645829.4855 | 869974.4282 | 0 | 2508798.6538 | 1615795.3255 | 6743646.0708 | 16510334.7052 | 2469500.8426 | 111427188.0544
2049-01-01 | 0 | 8081917.971 | 617564.2031 | 6747184.138 | 1187352.3254 | 10295691.1067 | 34147292.0749 | 2398331.8222 | 3972855.0406 | 0 | 0 | 0 | 5651343.8401 | 3997239.8496 | 590889.7849 | 1500391.196 | 1046057.2407 | 1138937.1316 | 3315702.6045 | 6807699.3418 | 7588543.4782 | 1357074.2999 | 100442067.449
2049-02-01 | 0 | 822750.8747 | 0 | 8006978.7218 | 1643879.5454 | 12918126.5976 | 7468650.2564 | 395519.7494 | 245537.0698 | 62122.5794 | 0 | 0 | 0 | 0 | 0 | 0 | 0 | 112098.1313 | 1536.0689 | 564589.9279 | 716526.5086 | 270747.4 | 33229063.4313
2049-03-01 | 0 | 13071666.605 | 7469629.0109 | 12674524.9831 | 6511841.0769 | 13136617.1728 | 51967087.7983 | 6738299.4745 | 5598718.0624 | 123655.0233 | 4333455.6168 | 4623563.9736 | 6650911.6895 | 1313544.4951 | 18751569.7445 | 2913485.1914 | 1049412.2914 | 1197170.5233 | 5372614.5808 | 763023.9645 | 776673.1158 | 1362484.744 | 166399949.138
2049-04-01 | 0 | 3464386.972 | 1567695.4816 | 16625815.8351 | 7716842.0892 | 8194947.8532 | 65472462.7703 | 6225099.6058 | 4416301.5451 | 42617.8593 | 764139.183 | 828986.2161 | 3988443.2274 | 6117438.9554 | 167126.2371 | 281268.3218 | 1032407.5827 | 2480706.1871 | 3226696.1373 | 6696590.4137 | 7634645.2069 | 3825173.1352 | 150769790.8157
2049-05-01 | 0 | 7871370.381 | 806044.9265 | 7278535.615 | 9654765.843 | 14502171.8622 | 31833054.4121 | 4262561.9169 | 6768646.7342 | 62641.5707 | 976730.5854 | 985729.0523 | 4455828.9291 | 10199995.5184 | 461444.1086 | 0 | 1749729.3462 | 1808195.5675 | 3481371.9186 | 7587943.7955 | 11094151.32 | 4561855.1692 | 130402768.5725
2049-06-01 | 0 | 8183676.6721 | 1487814.6229 | 7738707.8692 | 11635197.5765 | 18576777.1211 | 32394829.5038 | 3638358.3444 | 4867821.9913 | 121707.3103 | 415119.4734 | 993974.7433 | 600193.8835 | 653658.0891 | 450232.5469 | 0 | 2104392.8551 | 245268.0352 | 1751022.9759 | 1780288.4656 | 1503481.8514 | 2014711.8518 | 101157235.7827
2049-07-01 | 0 | 7908014.8712 | 2263572.5127 | 9358772.726 | 13770001.405 | 14099117.0195 | 36077269.989 | 802656.7813 | 1581423.4488 | 150980.7845 | 276865.1841 | 1626590.1299 | 309023.8457 | 220736.3992 | 220654.5775 | 0 | 1088885.2005 | 143564.3325 | 360801.3719 | 1062240.1425 | 1429445.9259 | 41531.9622 | 92792148.6099
2049-08-01 | 0 | 3756703.1098 | 0 | 3803060.801 | 10483387.5992 | 10714291.2482 | 15182692.0113 | 1125354.0147 | 2469613.5565 | 76951.1746 | 0 | 0 | 0 | 0 | 0 | 0 | 2177497.2831 | 0 | 356977.2834 | 0 | 0 | 14902.2012 | 50161430.283
2049-09-01 | 0 | 0 | 0 | 0 | 5571400.9181 | 0 | 3820281.4076 | 2771052.0576 | 2838511.7744 | 0 | 0 | 0 | 0 | 0 | 0 | 0 | 242390.8812 | 0 | 2496163.9637 | 0 | 0 | 1947787.4112 | 19687588.4138
2049-10-01 | 0 | 4225312.5121 | 2112111.0582 | 3379880.8651 | 3783533.49 | 4962255.6625 | 21571724.7929 | 6048145.346 | 3937181.0757 | 19673.0662 | 2010785.3104 | 1304289.0935 | 2847079.5906 | 647958.8524 | 3633037.9203 | 1704613.5692 | 1216801.8717 | 2958702.4183 | 4157848.1718 | 16468410.3672 | 19049793.6443 | 3733619.5776 | 109772758.256
2049-11-01 | 0 | 9665062.1718 | 3934178.5457 | 8301102.981 | 2193482.54 | 5547931.6998 | 46527618.2554 | 4871784.6575 | 6784477.4365 | 67144.2546 | 2394828.1057 | 975993.0627 | 6750158.2196 | 9941643.1951 | 5372272.6533 | 2900635.1316 | 1071464.7699 | 4485494.7106 | 2535607.7933 | 25461936.3316 | 28101771.5844 | 4447217.4004 | 182331805.5007
2049-12-01 | 0 | 2951228.2545 | 4099786.7033 | 6734623.7947 | 3985027.7381 | 9974001.3079 | 36889181.6129 | 334223.9176 | 3956937.0168 | 33139.5149 | 2627541.8002 | 467879.5009 | 0 | 0 | 0 | 2939470.4236 | 499532.2633 | 4067285.5336 | 59097.6998 | 23455314.6017 | 26054537.7683 | 4116328.2941 | 133245137.7462
2050-01-01 | 0 | 814612.0816 | 0 | 0 | 2541676.2568 | 7341541.1727 | 3694264.0658 | 235097.9452 | 296037.8839 | 0 | 0 | 0 | 0 | 0 | 0 | 0 | 0 | 93291.476 | 10086.2899 | 0 | 0 | 299272.6722 | 15325879.844
2050-02-01 | 0 | 0 | 0 | 0 | 496967.5852 | 3955255.0036 | 35113555.0904 | 254668.3879 | 819637.4426 | 27174.3113 | 0 | 0 | 0 | 0 | 877410.3491 | 0 | 554923.3103 | 0 | 747.5284 | 0 | 7865450.1805 | 1297393.3319 | 51263182.5213
2050-03-01 | 0 | 14061998.8351 | 8181312.0244 | 12794991.5989 | 6669667.8932 | 2221221.2335 | 57916762.0483 | 7015125.3827 | 5659927.3511 | 82676.5515 | 3617070.6942 | 4621712.3649 | 6582193.1194 | 828076.589 | 19313894.2683 | 0 | 1042341.8089 | 1196230.5433 | 3731958.9569 | 784824.3333 | 856391.837 | 1389448.7456 | 158567826.1794
2050-04-01 | 0 | 3585703.1902 | 778887.9292 | 2809280.952 | 7257360.4609 | 6181076.2444 | 18283473.721 | 3208271.0205 | 3167526.1007 | 32384.7525 | 792864.8653 | 840028.0526 | 201630.2273 | 10200367.1182 | 172874.0235 | 2900326.8639 | 1049502.8162 | 1386935.2497 | 3435158.6325 | 6849038.6367 | 7354246.8848 | 3951531.9409 | 84438469.6829
2050-05-01 | 0 | 4168502.1799 | 779058.8834 | 5570788.6623 | 6790726.9518 | 12372158.5441 | 26280943.7044 | 3808737.0055 | 6510139.1426 | 78124.3694 | 976605.53 | 967566.7168 | 4388942.5916 | 6381076.6466 | 455487.7575 | 284854.8913 | 1045319.6388 | 1194782.6422 | 1792548.9773 | 7441356.0853 | 8230037.0011 | 1238528.0986 | 100756286.0208
2050-06-01 | 0 | 7979760.6859 | 1493702.4337 | 5776017.8763 | 11511473.8271 | 13980416.1568 | 22986119.8401 | 4247880.3775 | 3061730.9667 | 80255.6855 | 328086.1099 | 964833.5052 | 592780.5102 | 642631.3645 | 444293.9272 | 0 | 2073644.1786 | 202874.4576 | 1844967.4787 | 1579491.8376 | 1306146.5898 | 1717484.9521 | 82814592.7612
2050-07-01 | 0 | 7941691.4967 | 2193007.4602 | 8836440.8154 | 11100811.2599 | 12547257.9992 | 38822823.0654 | 782248.3292 | 1279180.1367 | 125224.3933 | 136716.4528 | 1698023.603 | 301365.9929 | 0 | 218681.4182 | 0 | 1097289.8366 | 58058.4895 | 357206.4843 | 460479.0861 | 811436.9133 | 30614.5566 | 88798557.7893
2050-08-01 | 0 | 3747648.0788 | 0 | 3698221.6118 | 12640283.507 | 10157857.4102 | 20523776.533 | 857888.5701 | 3443606.5103 | 68022.5184 | 0 | 0 | 0 | 0 | 0 | 0 | 2147235.0131 | 0 | 0 | 0 | 0 | 15168.8119 | 57299708.5646
2050-09-01 | 0 | 0 | 0 | 0 | 4501442.3474 | 0 | 3805103.2292 | 4970433.1597 | 3178619.3387 | 0 | 0 | 0 | 0 | 0 | 0 | 0 | 1156541.5697 | 0 | 2506428.7051 | 0 | 0 | 1841293.4371 | 21959861.7868
2050-10-01 | 0 | 2472861.9881 | 1375426.7151 | 2292045.3343 | 3610551.0554 | 4054569.9902 | 13251111.7173 | 3379869.5434 | 3158073.9972 | 50403.1821 | 1345285.6012 | 438418.7792 | 6197104.5354 | 631385.9364 | 3495925.8114 | 557405.0618 | 1016.7475 | 2673018.9652 | 3566603.057 | 12759701.1303 | 18979514.4513 | 2715314.2672 | 87005607.867
2050-11-01 | 0 | 7819741.6976 | 2522927.1783 | 6318014.6208 | 1481365.8744 | 4673927.4932 | 28648901.192 | 843052.2431 | 623833.385 | 63588.3141 | 0 | 860282.0035 | 0 | 9736408.0378 | 872603.824 | 1166255.2593 | 1058961.2093 | 2185971.4087 | 713881.4793 | 8145832.2151 | 15251459.6041 | 1812120.8892 | 94799127.9288
2050-12-01 | 0 | 393934.3581 | 0 | 1925474.9989 | 2111044.4723 | 8029425.9096 | 3761894.7773 | 159685.275 | 4215353.143 | 25897.5447 | 0 | 0 | 0 | 0 | 0 | 0 | 216174.0895 | 1374744.4135 | 8349.2809 | 0 | 9007938.359 | 1581402.8882 | 32811319.51
2051-01-01 | 0 | 0 | 0 | 0 | 3077928.1934 | 5601234.4385 | 27830818.6686 | 886838.7635 | 260355.1084 | 0 | 0 | 0 | 0 | 0 | 0 | 0 | 0 | 0 | 994584.8373 | 0 | 0 | 47058.5445 | 38698818.5543
2051-02-01 | 0 | 1651040.3182 | 6761061.7163 | 0 | 374349.5491 | 2755258.912 | 5926670.5135 | 174481.9214 | 442160.2696 | 0 | 0 | 0 | 0 | 0 | 0 | 0 | 302883.3546 | 0 | 0 | 0 | 657335.7463 | 57367.9609 | 19102610.2619
2051-03-01 | 0 | 817361.47 | 773493.9848 | 0 | 67351.8492 | 0 | 9693910.9603 | 286410.9689 | 3091232.1241 | 0 | 0 | 4554490.2148 | 0 | 2534027.3671 | 18604558.2413 | 0 | 0 | 0 | 0 | 696920.787 | 0 | 0 | 41119757.9675
2051-04-01 | 0 | 9880165.8928 | 0 | 133904.9062 | 202979.5209 | 3781286.155 | 0 | 7240.0552 | 0 | 0 | 0 | 0 | 0 | 0 | 0 | 0 | 0 | 1059398.0401 | 1378760.6294 | 6335707.338 | 7129976.8019 | 0 | 29909419.3397
2051-05-01 | 0 | 3087872.2252 | 0 | 427106.296 | 1219968.8974 | 0 | 3755591.0379 | 2506565.2585 | 0 | 15769.1383 | 0 | 0 | 0 | 0 | 0 | 0 | 0 | 0 | 0 | 0 | 0 | 0 | 11012872.8532
2051-06-01 | 0 | 0 | 0 | 0 | 159313.0492 | 553486.499 | 0 | 102605.3886 | 157878.6123 | 0 | 0 | 0 | 0 | 0 | 0 | 0 | 0 | 0 | 0 | 0 | 0 | 48145.8307 | 1021429.3798
2051-07-01 | 0 | 0 | 0 | 2137521.5254 | 747371.8926 | 0 | 0 | 123452.5867 | 552935.3093 | 27118.6175 | 0 | 0 | 0 | 0 | 0 | 0 | 474767.7052 | 0 | 0 | 0 | 0 | 0 | 4063167.6368
2051-08-01 | 0 | 0 | 0 | 0 | 1952857.2372 | 0 | 3617058.3273 | 232165.6291 | 0 | 0 | 0 | 0 | 0 | 0 | 0 | 0 | 0 | 0 | 0 | 0 | 0 | 0 | 5802081.1936
Sum | 0 | 2236678956.8872 | 836658430.3339 | 1837034660.9285 | 2342286414.1658 | 2106814840.0628 | 11260996682.7512 | 1313178183.3987 | 1413071464.7092 | 22213864.2511 | 470677522.4421 | 428201767.1605 | 844296040.4697 | 1006265968.3077 | 1156635278.1925 | 324142876.2344 | 389960088.0812 | 388972514.1832 | 1143185724.6463 | 2029001725.1446 | 2435936349.6114 | 697344814.1535 | 34683554166.1153

## DomWaterDemand
Water Demand (not including loss, reuse and DSM)
Levels, Branch: Demand Sites and Catchments, Levels: 1, Scenario: Wastewater Reuse No Desal, All months (12), Tag: Municipal
Cubic Meter
| "AEP Taroudant" | AEP_Aoulouz | AEP_Irherm | "AEP_ouled berhil" | "AEP_SEl Guerdane" | AEP_Taliouine | Agadir | "Ait Baha" | "Ait Iaaza" | Biougra | Drargua | Lakhssass | Lqliaa | "Ouled Teima" | "Sidi Ifni" | Tafraout | Temsia | Tiznit | Sum
2018-09-01 | 219496 | 127824 | 4929.6 | 54963 | 25610.4 | 12990.6 | 2914650 | 13905 | 31499.1 | 104072 | 122186 | 12600 | 173168 | 208803 | 60656 | 15113.7 | 63524 | 237916 | 4403908
2018-10-01 | 226813 | 132085 | 5093.92 | 56795.1 | 26464.1 | 13423.6 | 3011805 | 14368.5 | 32549.1 | 107542 | 126259 | 13020 | 178941 | 215763 | 62677.9 | 15617.5 | 65641.5 | 245846 | 4550705
2018-11-01 | 219496 | 127824 | 4929.6 | 54963 | 25610.4 | 12990.6 | 2914650 | 13905 | 31499.1 | 104072 | 122186 | 12600 | 173168 | 208803 | 60656 | 15113.7 | 63524 | 237916 | 4403908
2018-12-01 | 226813 | 132085 | 5093.92 | 56795.1 | 26464.1 | 13423.6 | 3011805 | 14368.5 | 32549.1 | 107542 | 126259 | 13020 | 178941 | 215763 | 62677.9 | 15617.5 | 65641.5 | 245846 | 4550705
2019-01-01 | 226813 | 132085 | 5093.92 | 56795.1 | 26464.1 | 13423.6 | 3011805 | 14368.5 | 32549.1 | 107542 | 126259 | 13020 | 178941 | 215763 | 62677.9 | 15617.5 | 65641.5 | 245846 | 4550705
2019-02-01 | 204863 | 119303 | 4600.96 | 51298.8 | 23903 | 12124.6 | 2720340 | 12978 | 29399.2 | 97134.3 | 114041 | 11760 | 161624 | 194883 | 56612.3 | 14106.1 | 59289.1 | 222055 | 4110314
2019-03-01 | 226813 | 132085 | 5093.92 | 56795.1 | 26464.1 | 13423.6 | 3011805 | 14368.5 | 32549.1 | 107542 | 126259 | 13020 | 178941 | 215763 | 62677.9 | 15617.5 | 65641.5 | 245846 | 4550705
2019-04-01 | 219496 | 127824 | 4929.6 | 54963 | 25610.4 | 12990.6 | 2914650 | 13905 | 31499.1 | 104072 | 122186 | 12600 | 173168 | 208803 | 60656 | 15113.7 | 63524 | 237916 | 4403908
2019-05-01 | 226813 | 132085 | 5093.92 | 56795.1 | 26464.1 | 13423.6 | 3011805 | 14368.5 | 32549.1 | 107542 | 126259 | 13020 | 178941 | 215763 | 62677.9 | 15617.5 | 65641.5 | 245846 | 4550705
2019-06-01 | 219496 | 127824 | 4929.6 | 54963 | 25610.4 | 12990.6 | 2914650 | 13905 | 31499.1 | 104072 | 122186 | 12600 | 173168 | 208803 | 60656 | 15113.7 | 63524 | 237916 | 4403908
2019-07-01 | 226813 | 132085 | 5093.92 | 56795.1 | 26464.1 | 13423.6 | 3011805 | 14368.5 | 32549.1 | 107542 | 126259 | 13020 | 178941 | 215763 | 62677.9 | 15617.5 | 65641.5 | 245846 | 4550705
2019-08-01 | 226813 | 132085 | 5093.92 | 56795.1 | 26464.1 | 13423.6 | 3011805 | 14368.5 | 32549.1 | 107542 | 126259 | 13020 | 178941 | 215763 | 62677.9 | 15617.5 | 65641.5 | 245846 | 4550705
2019-09-01 | 222653 | 136211 | 4929.6 | 57161.5 | 26361 | 13176 | 2974932 | 14148 | 32602.1 | 107713 | 130740 | 12776.4 | 180095 | 215173 | 61505.2 | 15500.1 | 65101.9 | 245908 | 4516687
2019-10-01 | 230075 | 140752 | 5093.92 | 59066.9 | 27239.7 | 13615.2 | 3074096 | 14619.6 | 33688.8 | 111303 | 135098 | 13202.3 | 186099 | 222345 | 63555.4 | 16016.8 | 67272 | 254105 | 4667243
2019-11-01 | 222653 | 136211 | 4929.6 | 57161.5 | 26361 | 13176 | 2974932 | 14148 | 32602.1 | 107713 | 130740 | 12776.4 | 180095 | 215173 | 61505.2 | 15500.1 | 65101.9 | 245908 | 4516687
2019-12-01 | 230075 | 140752 | 5093.92 | 59066.9 | 27239.7 | 13615.2 | 3074096 | 14619.6 | 33688.8 | 111303 | 135098 | 13202.3 | 186099 | 222345 | 63555.4 | 16016.8 | 67272 | 254105 | 4667243
2020-01-01 | 230075 | 140752 | 5093.92 | 59066.9 | 27239.7 | 13615.2 | 3074096 | 14619.6 | 33688.8 | 111303 | 135098 | 13202.3 | 186099 | 222345 | 63555.4 | 16016.8 | 67272 | 254105 | 4667243
2020-02-01 | 207810 | 127131 | 4600.96 | 53350.8 | 24603.6 | 12297.6 | 2776603 | 13204.8 | 30428.6 | 100532 | 122024 | 11924.7 | 168089 | 200828 | 57404.9 | 14466.8 | 60761.8 | 229514 | 4215575
2020-03-01 | 230075 | 140752 | 5093.92 | 59066.9 | 27239.7 | 13615.2 | 3074096 | 14619.6 | 33688.8 | 111303 | 135098 | 13202.3 | 186099 | 222345 | 63555.4 | 16016.8 | 67272 | 254105 | 4667243
2020-04-01 | 222653 | 136211 | 4929.6 | 57161.5 | 26361 | 13176 | 2974932 | 14148 | 32602.1 | 107713 | 130740 | 12776.4 | 180095 | 215173 | 61505.2 | 15500.1 | 65101.9 | 245908 | 4516687
2020-05-01 | 230075 | 140752 | 5093.92 | 59066.9 | 27239.7 | 13615.2 | 3074096 | 14619.6 | 33688.8 | 111303 | 135098 | 13202.3 | 186099 | 222345 | 63555.4 | 16016.8 | 67272 | 254105 | 4667243
2020-06-01 | 222653 | 136211 | 4929.6 | 57161.5 | 26361 | 13176 | 2974932 | 14148 | 32602.1 | 107713 | 130740 | 12776.4 | 180095 | 215173 | 61505.2 | 15500.1 | 65101.9 | 245908 | 4516687
2020-07-01 | 230075 | 140752 | 5093.92 | 59066.9 | 27239.7 | 13615.2 | 3074096 | 14619.6 | 33688.8 | 111303 | 135098 | 13202.3 | 186099 | 222345 | 63555.4 | 16016.8 | 67272 | 254105 | 4667243
2020-08-01 | 230075 | 140752 | 5093.92 | 59066.9 | 27239.7 | 13615.2 | 3074096 | 14619.6 | 33688.8 | 111303 | 135098 | 13202.3 | 186099 | 222345 | 63555.4 | 16016.8 | 67272 | 254105 | 4667243
2020-09-01 | 225390 | 140537 | 4954.56 | 58982.5 | 26909.6 | 13337.6 | 3040110 | 14292.4 | 33640.7 | 111756 | 139584 | 12955.3 | 185832 | 220827 | 62366.3 | 15822.7 | 66457 | 252371 | 4626126
2020-10-01 | 232903 | 145222 | 5119.71 | 60948.5 | 27806.6 | 13782.2 | 3141447 | 14768.9 | 34762.1 | 115482 | 144237 | 13387.2 | 192027 | 228188 | 64445.2 | 16350.1 | 68672.3 | 260783 | 4780331
2020-11-01 | 225390 | 140537 | 4954.56 | 58982.5 | 26909.6 | 13337.6 | 3040110 | 14292.4 | 33640.7 | 111756 | 139584 | 12955.3 | 185832 | 220827 | 62366.3 | 15822.7 | 66457 | 252371 | 4626126
2020-12-01 | 232903 | 145222 | 5119.71 | 60948.5 | 27806.6 | 13782.2 | 3141447 | 14768.9 | 34762.1 | 115482 | 144237 | 13387.2 | 192027 | 228188 | 64445.2 | 16350.1 | 68672.3 | 260783 | 4780331
2021-01-01 | 232903 | 145222 | 5119.71 | 60948.5 | 27806.6 | 13782.2 | 3141447 | 14768.9 | 34762.1 | 115482 | 144237 | 13387.2 | 192027 | 228188 | 64445.2 | 16350.1 | 68672.3 | 260783 | 4780331
2021-02-01 | 210364 | 131168 | 4624.26 | 55050.3 | 25115.7 | 12448.5 | 2837436 | 13339.6 | 31398 | 104306 | 130278 | 12091.6 | 173443 | 206106 | 58208.5 | 14767.8 | 62026.6 | 235546 | 4317718
2021-03-01 | 232903 | 145222 | 5119.71 | 60948.5 | 27806.6 | 13782.2 | 3141447 | 14768.9 | 34762.1 | 115482 | 144237 | 13387.2 | 192027 | 228188 | 64445.2 | 16350.1 | 68672.3 | 260783 | 4780331
2021-04-01 | 225390 | 140537 | 4954.56 | 58982.5 | 26909.6 | 13337.6 | 3040110 | 14292.4 | 33640.7 | 111756 | 139584 | 12955.3 | 185832 | 220827 | 62366.3 | 15822.7 | 66457 | 252371 | 4626126
2021-05-01 | 232903 | 145222 | 5119.71 | 60948.5 | 27806.6 | 13782.2 | 3141447 | 14768.9 | 34762.1 | 115482 | 144237 | 13387.2 | 192027 | 228188 | 64445.2 | 16350.1 | 68672.3 | 260783 | 4780331
2021-06-01 | 225390 | 140537 | 4954.56 | 58982.5 | 26909.6 | 13337.6 | 3040110 | 14292.4 | 33640.7 | 111756 | 139584 | 12955.3 | 185832 | 220827 | 62366.3 | 15822.7 | 66457 | 252371 | 4626126
2021-07-01 | 232903 | 145222 | 5119.71 | 60948.5 | 27806.6 | 13782.2 | 3141447 | 14768.9 | 34762.1 | 115482 | 144237 | 13387.2 | 192027 | 228188 | 64445.2 | 16350.1 | 68672.3 | 260783 | 4780331
2021-08-01 | 232903 | 145222 | 5119.71 | 60948.5 | 27806.6 | 13782.2 | 3141447 | 14768.9 | 34762.1 | 115482 | 144237 | 13387.2 | 192027 | 228188 | 64445.2 | 16350.1 | 68672.3 | 260783 | 4780331
2021-09-01 | 228127 | 144927 | 4979.52 | 60803.4 | 27458.3 | 13499.3 | 3105288 | 14436.9 | 34679.3 | 115800 | 148428 | 13136.7 | 191569 | 226482 | 63239.4 | 16145.2 | 67812.2 | 258833 | 4735645
2021-10-01 | 235731 | 149758 | 5145.5 | 62830.2 | 28373.6 | 13949.3 | 3208798 | 14918.1 | 35835.3 | 119660 | 153376 | 13574.6 | 197955 | 234032 | 65347.4 | 16683.4 | 70072.6 | 267461 | 4893500
2021-11-01 | 228127 | 144927 | 4979.52 | 60803.4 | 27458.3 | 13499.3 | 3105288 | 14436.9 | 34679.3 | 115800 | 148428 | 13136.7 | 191569 | 226482 | 63239.4 | 16145.2 | 67812.2 | 258833 | 4735645
2021-12-01 | 235731 | 149758 | 5145.5 | 62830.2 | 28373.6 | 13949.3 | 3208798 | 14918.1 | 35835.3 | 119660 | 153376 | 13574.6 | 197955 | 234032 | 65347.4 | 16683.4 | 70072.6 | 267461 | 4893500
2022-01-01 | 235731 | 149758 | 5145.5 | 62830.2 | 28373.6 | 13949.3 | 3208798 | 14918.1 | 35835.3 | 119660 | 153376 | 13574.6 | 197955 | 234032 | 65347.4 | 16683.4 | 70072.6 | 267461 | 4893500
2022-02-01 | 212918 | 135266 | 4647.55 | 56749.8 | 25627.7 | 12599.3 | 2898269 | 13474.4 | 32367.4 | 108080 | 138533 | 12260.9 | 178798 | 211384 | 59023.5 | 15068.9 | 63291.4 | 241578 | 4419935
2022-03-01 | 235731 | 149758 | 5145.5 | 62830.2 | 28373.6 | 13949.3 | 3208798 | 14918.1 | 35835.3 | 119660 | 153376 | 13574.6 | 197955 | 234032 | 65347.4 | 16683.4 | 70072.6 | 267461 | 4893500
2022-04-01 | 228127 | 144927 | 4979.52 | 60803.4 | 27458.3 | 13499.3 | 3105288 | 14436.9 | 34679.3 | 115800 | 148428 | 13136.7 | 191569 | 226482 | 63239.4 | 16145.2 | 67812.2 | 258833 | 4735645
2022-05-01 | 235731 | 149758 | 5145.5 | 62830.2 | 28373.6 | 13949.3 | 3208798 | 14918.1 | 35835.3 | 119660 | 153376 | 13574.6 | 197955 | 234032 | 65347.4 | 16683.4 | 70072.6 | 267461 | 4893500
2022-06-01 | 228127 | 144927 | 4979.52 | 60803.4 | 27458.3 | 13499.3 | 3105288 | 14436.9 | 34679.3 | 115800 | 148428 | 13136.7 | 191569 | 226482 | 63239.4 | 16145.2 | 67812.2 | 258833 | 4735645
2022-07-01 | 235731 | 149758 | 5145.5 | 62830.2 | 28373.6 | 13949.3 | 3208798 | 14918.1 | 35835.3 | 119660 | 153376 | 13574.6 | 197955 | 234032 | 65347.4 | 16683.4 | 70072.6 | 267461 | 4893500
2022-08-01 | 235731 | 149758 | 5145.5 | 62830.2 | 28373.6 | 13949.3 | 3208798 | 14918.1 | 35835.3 | 119660 | 153376 | 13574.6 | 197955 | 234032 | 65347.4 | 16683.4 | 70072.6 | 267461 | 4893500
2022-09-01 | 230863 | 149382 | 5004.48 | 62624.3 | 28006.9 | 13660.9 | 3170466 | 14581.4 | 35718 | 119843 | 157272 | 13320.6 | 197306 | 232137 | 64124.8 | 16467.8 | 69167.3 | 265296 | 4845242
2022-10-01 | 238559 | 154361 | 5171.3 | 64711.8 | 28940.5 | 14116.3 | 3276148 | 15067.4 | 36908.6 | 123838 | 162515 | 13764.6 | 203882 | 239875 | 66262.3 | 17016.7 | 71472.9 | 274139 | 5006750
2022-11-01 | 230863 | 149382 | 5004.48 | 62624.3 | 28006.9 | 13660.9 | 3170466 | 14581.4 | 35718 | 119843 | 157272 | 13320.6 | 197306 | 232137 | 64124.8 | 16467.8 | 69167.3 | 265296 | 4845242
2022-12-01 | 238559 | 154361 | 5171.3 | 64711.8 | 28940.5 | 14116.3 | 3276148 | 15067.4 | 36908.6 | 123838 | 162515 | 13764.6 | 203882 | 239875 | 66262.3 | 17016.7 | 71472.9 | 274139 | 5006750
2023-01-01 | 238559 | 154361 | 5171.3 | 64711.8 | 28940.5 | 14116.3 | 3276148 | 15067.4 | 36908.6 | 123838 | 162515 | 13764.6 | 203882 | 239875 | 66262.3 | 17016.7 | 71472.9 | 274139 | 5006750
2023-02-01 | 215472 | 139423 | 4670.85 | 58449.4 | 26139.8 | 12750.2 | 2959102 | 13609.3 | 33336.8 | 111854 | 146787 | 12432.6 | 184152 | 216661 | 59849.8 | 15369.9 | 64556.2 | 247610 | 4522226
2023-03-01 | 238559 | 154361 | 5171.3 | 64711.8 | 28940.5 | 14116.3 | 3276148 | 15067.4 | 36908.6 | 123838 | 162515 | 13764.6 | 203882 | 239875 | 66262.3 | 17016.7 | 71472.9 | 274139 | 5006750
2023-04-01 | 230863 | 149382 | 5004.48 | 62624.3 | 28006.9 | 13660.9 | 3170466 | 14581.4 | 35718 | 119843 | 157272 | 13320.6 | 197306 | 232137 | 64124.8 | 16467.8 | 69167.3 | 265296 | 4845242
2023-05-01 | 238559 | 154361 | 5171.3 | 64711.8 | 28940.5 | 14116.3 | 3276148 | 15067.4 | 36908.6 | 123838 | 162515 | 13764.6 | 203882 | 239875 | 66262.3 | 17016.7 | 71472.9 | 274139 | 5006750
2023-06-01 | 230863 | 149382 | 5004.48 | 62624.3 | 28006.9 | 13660.9 | 3170466 | 14581.4 | 35718 | 119843 | 157272 | 13320.6 | 197306 | 232137 | 64124.8 | 16467.8 | 69167.3 | 265296 | 4845242
2023-07-01 | 238559 | 154361 | 5171.3 | 64711.8 | 28940.5 | 14116.3 | 3276148 | 15067.4 | 36908.6 | 123838 | 162515 | 13764.6 | 203882 | 239875 | 66262.3 | 17016.7 | 71472.9 | 274139 | 5006750
2023-08-01 | 238559 | 154361 | 5171.3 | 64711.8 | 28940.5 | 14116.3 | 3276148 | 15067.4 | 36908.6 | 123838 | 162515 | 13764.6 | 203882 | 239875 | 66262.3 | 17016.7 | 71472.9 | 274139 | 5006750
2023-09-01 | 233600 | 153901 | 5029.44 | 64445.3 | 28555.6 | 13822.6 | 3235644 | 14725.8 | 36756.6 | 123887 | 166116 | 13507.1 | 203042 | 237792 | 65022.5 | 16790.3 | 70522.5 | 271759 | 4954919
2023-10-01 | 241387 | 159031 | 5197.09 | 66593.5 | 29507.4 | 14283.3 | 3343499 | 15216.7 | 37981.8 | 128016 | 171653 | 13957.3 | 209810 | 245719 | 67189.9 | 17350 | 72873.2 | 280817 | 5120083
2023-11-01 | 233600 | 153901 | 5029.44 | 64445.3 | 28555.6 | 13822.6 | 3235644 | 14725.8 | 36756.6 | 123887 | 166116 | 13507.1 | 203042 | 237792 | 65022.5 | 16790.3 | 70522.5 | 271759 | 4954919
2023-12-01 | 241387 | 159031 | 5197.09 | 66593.5 | 29507.4 | 14283.3 | 3343499 | 15216.7 | 37981.8 | 128016 | 171653 | 13957.3 | 209810 | 245719 | 67189.9 | 17350 | 72873.2 | 280817 | 5120083
2024-01-01 | 241387 | 159031 | 5197.09 | 66593.5 | 29507.4 | 14283.3 | 3343499 | 15216.7 | 37981.8 | 128016 | 171653 | 13957.3 | 209810 | 245719 | 67189.9 | 17350 | 72873.2 | 280817 | 5120083
2024-02-01 | 218027 | 143641 | 4694.14 | 60148.9 | 26651.9 | 12901.1 | 3019934 | 13744.1 | 34306.1 | 115628 | 155042 | 12606.6 | 189506 | 221939 | 60687.7 | 15671 | 65821 | 253642 | 4624591
2024-03-01 | 241387 | 159031 | 5197.09 | 66593.5 | 29507.4 | 14283.3 | 3343499 | 15216.7 | 37981.8 | 128016 | 171653 | 13957.3 | 209810 | 245719 | 67189.9 | 17350 | 72873.2 | 280817 | 5120083
2024-04-01 | 233600 | 153901 | 5029.44 | 64445.3 | 28555.6 | 13822.6 | 3235644 | 14725.8 | 36756.6 | 123887 | 166116 | 13507.1 | 203042 | 237792 | 65022.5 | 16790.3 | 70522.5 | 271759 | 4954919
2024-05-01 | 241387 | 159031 | 5197.09 | 66593.5 | 29507.4 | 14283.3 | 3343499 | 15216.7 | 37981.8 | 128016 | 171653 | 13957.3 | 209810 | 245719 | 67189.9 | 17350 | 72873.2 | 280817 | 5120083
2024-06-01 | 233600 | 153901 | 5029.44 | 64445.3 | 28555.6 | 13822.6 | 3235644 | 14725.8 | 36756.6 | 123887 | 166116 | 13507.1 | 203042 | 237792 | 65022.5 | 16790.3 | 70522.5 | 271759 | 4954919
2024-07-01 | 241387 | 159031 | 5197.09 | 66593.5 | 29507.4 | 14283.3 | 3343499 | 15216.7 | 37981.8 | 128016 | 171653 | 13957.3 | 209810 | 245719 | 67189.9 | 17350 | 72873.2 | 280817 | 5120083
2024-08-01 | 241387 | 159031 | 5197.09 | 66593.5 | 29507.4 | 14283.3 | 3343499 | 15216.7 | 37981.8 | 128016 | 171653 | 13957.3 | 209810 | 245719 | 67189.9 | 17350 | 72873.2 | 280817 | 5120083
2024-09-01 | 236337 | 158485 | 5054.4 | 66266.2 | 29104.2 | 13984.2 | 3300822 | 14870.2 | 37795.2 | 127930 | 174960 | 13696.2 | 208779 | 243447 | 65932.8 | 17112.9 | 71877.6 | 278222 | 5064675
2024-10-01 | 244214 | 163767 | 5222.88 | 68475.1 | 30074.3 | 14450.3 | 3410849 | 15365.9 | 39055 | 132194 | 180792 | 14152.7 | 215738 | 251562 | 68130.6 | 17683.3 | 74273.5 | 287496 | 5233498
2024-11-01 | 236337 | 158485 | 5054.4 | 66266.2 | 29104.2 | 13984.2 | 3300822 | 14870.2 | 37795.2 | 127930 | 174960 | 13696.2 | 208779 | 243447 | 65932.8 | 17112.9 | 71877.6 | 278222 | 5064675
2024-12-01 | 244214 | 163767 | 5222.88 | 68475.1 | 30074.3 | 14450.3 | 3410849 | 15365.9 | 39055 | 132194 | 180792 | 14152.7 | 215738 | 251562 | 68130.6 | 17683.3 | 74273.5 | 287496 | 5233498
2025-01-01 | 244214 | 163767 | 5222.88 | 68475.1 | 30074.3 | 14450.3 | 3410849 | 15365.9 | 39055 | 132194 | 180792 | 14152.7 | 215738 | 251562 | 68130.6 | 17683.3 | 74273.5 | 287496 | 5233498
2025-02-01 | 220581 | 147919 | 4717.44 | 61848.5 | 27163.9 | 13051.9 | 3080767 | 13878.9 | 35275.5 | 119401 | 163296 | 12783.1 | 194860 | 227217 | 61537.3 | 15972 | 67085.8 | 259673 | 4727030
2025-03-01 | 244214 | 163767 | 5222.88 | 68475.1 | 30074.3 | 14450.3 | 3410849 | 15365.9 | 39055 | 132194 | 180792 | 14152.7 | 215738 | 251562 | 68130.6 | 17683.3 | 74273.5 | 287496 | 5233498
2025-04-01 | 236337 | 158485 | 5054.4 | 66266.2 | 29104.2 | 13984.2 | 3300822 | 14870.2 | 37795.2 | 127930 | 174960 | 13696.2 | 208779 | 243447 | 65932.8 | 17112.9 | 71877.6 | 278222 | 5064675
2025-05-01 | 244214 | 163767 | 5222.88 | 68475.1 | 30074.3 | 14450.3 | 3410849 | 15365.9 | 39055 | 132194 | 180792 | 14152.7 | 215738 | 251562 | 68130.6 | 17683.3 | 74273.5 | 287496 | 5233498
2025-06-01 | 236337 | 158485 | 5054.4 | 66266.2 | 29104.2 | 13984.2 | 3300822 | 14870.2 | 37795.2 | 127930 | 174960 | 13696.2 | 208779 | 243447 | 65932.8 | 17112.9 | 71877.6 | 278222 | 5064675
2025-07-01 | 244214 | 163767 | 5222.88 | 68475.1 | 30074.3 | 14450.3 | 3410849 | 15365.9 | 39055 | 132194 | 180792 | 14152.7 | 215738 | 251562 | 68130.6 | 17683.3 | 74273.5 | 287496 | 5233498
2025-08-01 | 244214 | 163767 | 5222.88 | 68475.1 | 30074.3 | 14450.3 | 3410849 | 15365.9 | 39055 | 132194 | 180792 | 14152.7 | 215738 | 251562 | 68130.6 | 17683.3 | 74273.5 | 287496 | 5233498
2025-09-01 | 239242 | 160433 | 5079.84 | 68376.9 | 29710.1 | 14156.3 | 3373099 | 15021.9 | 38999 | 132732 | 186795 | 13887.9 | 214266 | 249845 | 66855.9 | 17469.5 | 73373.8 | 285534 | 5184877
2025-10-01 | 247216 | 165780 | 5249.17 | 70656.2 | 30700.4 | 14628.2 | 3485536 | 15522.6 | 40299 | 137157 | 193022 | 14350.9 | 221408 | 258174 | 69084.4 | 18051.8 | 75819.6 | 295051 | 5357706
2025-11-01 | 239242 | 160433 | 5079.84 | 68376.9 | 29710.1 | 14156.3 | 3373099 | 15021.9 | 38999 | 132732 | 186795 | 13887.9 | 214266 | 249845 | 66855.9 | 17469.5 | 73373.8 | 285534 | 5184877
2025-12-01 | 247216 | 165780 | 5249.17 | 70656.2 | 30700.4 | 14628.2 | 3485536 | 15522.6 | 40299 | 137157 | 193022 | 14350.9 | 221408 | 258174 | 69084.4 | 18051.8 | 75819.6 | 295051 | 5357706
2026-01-01 | 247216 | 165780 | 5249.17 | 70656.2 | 30700.4 | 14628.2 | 3485536 | 15522.6 | 40299 | 137157 | 193022 | 14350.9 | 221408 | 258174 | 69084.4 | 18051.8 | 75819.6 | 295051 | 5357706
2026-02-01 | 223292 | 149737 | 4741.18 | 63818.5 | 27729.4 | 13212.5 | 3148226 | 14020.4 | 36399.1 | 123883 | 174342 | 12962.1 | 199982 | 233189 | 62398.8 | 16304.8 | 68482.3 | 266498 | 4839219
2026-03-01 | 247216 | 165780 | 5249.17 | 70656.2 | 30700.4 | 14628.2 | 3485536 | 15522.6 | 40299 | 137157 | 193022 | 14350.9 | 221408 | 258174 | 69084.4 | 18051.8 | 75819.6 | 295051 | 5357706
2026-04-01 | 239242 | 160433 | 5079.84 | 68376.9 | 29710.1 | 14156.3 | 3373099 | 15021.9 | 38999 | 132732 | 186795 | 13887.9 | 214266 | 249845 | 66855.9 | 17469.5 | 73373.8 | 285534 | 5184877
2026-05-01 | 247216 | 165780 | 5249.17 | 70656.2 | 30700.4 | 14628.2 | 3485536 | 15522.6 | 40299 | 137157 | 193022 | 14350.9 | 221408 | 258174 | 69084.4 | 18051.8 | 75819.6 | 295051 | 5357706
2026-06-01 | 239242 | 160433 | 5079.84 | 68376.9 | 29710.1 | 14156.3 | 3373099 | 15021.9 | 38999 | 132732 | 186795 | 13887.9 | 214266 | 249845 | 66855.9 | 17469.5 | 73373.8 | 285534 | 5184877
2026-07-01 | 247216 | 165780 | 5249.17 | 70656.2 | 30700.4 | 14628.2 | 3485536 | 15522.6 | 40299 | 137157 | 193022 | 14350.9 | 221408 | 258174 | 69084.4 | 18051.8 | 75819.6 | 295051 | 5357706
2026-08-01 | 247216 | 165780 | 5249.17 | 70656.2 | 30700.4 | 14628.2 | 3485536 | 15522.6 | 40299 | 137157 | 193022 | 14350.9 | 221408 | 258174 | 69084.4 | 18051.8 | 75819.6 | 295051 | 5357706
2026-09-01 | 242146 | 162381 | 5105.28 | 70487.7 | 30316 | 14328.4 | 3445376 | 15173.6 | 40202.8 | 137534 | 198630 | 14082.4 | 219753 | 256244 | 67791.9 | 17826.1 | 74870.1 | 292846 | 5305094
2026-10-01 | 250218 | 167793 | 5275.46 | 72837.3 | 31326.5 | 14806 | 3560222 | 15679.3 | 41542.9 | 142119 | 205251 | 14551.8 | 227078 | 264785 | 70051.6 | 18420.3 | 77365.8 | 302607 | 5481931
2026-11-01 | 242146 | 162381 | 5105.28 | 70487.7 | 30316 | 14328.4 | 3445376 | 15173.6 | 40202.8 | 137534 | 198630 | 14082.4 | 219753 | 256244 | 67791.9 | 17826.1 | 74870.1 | 292846 | 5305094
2026-12-01 | 250218 | 167793 | 5275.46 | 72837.3 | 31326.5 | 14806 | 3560222 | 15679.3 | 41542.9 | 142119 | 205251 | 14551.8 | 227078 | 264785 | 70051.6 | 18420.3 | 77365.8 | 302607 | 5481931
2027-01-01 | 250218 | 167793 | 5275.46 | 72837.3 | 31326.5 | 14806 | 3560222 | 15679.3 | 41542.9 | 142119 | 205251 | 14551.8 | 227078 | 264785 | 70051.6 | 18420.3 | 77365.8 | 302607 | 5481931
2027-02-01 | 226003 | 151555 | 4764.93 | 65788.5 | 28294.9 | 13373.1 | 3215685 | 14162 | 37522.6 | 128365 | 185388 | 13143.5 | 205103 | 239161 | 63272.4 | 16637.7 | 69878.7 | 273323 | 4951421
2027-03-01 | 250218 | 167793 | 5275.46 | 72837.3 | 31326.5 | 14806 | 3560222 | 15679.3 | 41542.9 | 142119 | 205251 | 14551.8 | 227078 | 264785 | 70051.6 | 18420.3 | 77365.8 | 302607 | 5481931
2027-04-01 | 242146 | 162381 | 5105.28 | 70487.7 | 30316 | 14328.4 | 3445376 | 15173.6 | 40202.8 | 137534 | 198630 | 14082.4 | 219753 | 256244 | 67791.9 | 17826.1 | 74870.1 | 292846 | 5305094
2027-05-01 | 250218 | 167793 | 5275.46 | 72837.3 | 31326.5 | 14806 | 3560222 | 15679.3 | 41542.9 | 142119 | 205251 | 14551.8 | 227078 | 264785 | 70051.6 | 18420.3 | 77365.8 | 302607 | 5481931
2027-06-01 | 242146 | 162381 | 5105.28 | 70487.7 | 30316 | 14328.4 | 3445376 | 15173.6 | 40202.8 | 137534 | 198630 | 14082.4 | 219753 | 256244 | 67791.9 | 17826.1 | 74870.1 | 292846 | 5305094
2027-07-01 | 250218 | 167793 | 5275.46 | 72837.3 | 31326.5 | 14806 | 3560222 | 15679.3 | 41542.9 | 142119 | 205251 | 14551.8 | 227078 | 264785 | 70051.6 | 18420.3 | 77365.8 | 302607 | 5481931
2027-08-01 | 250218 | 167793 | 5275.46 | 72837.3 | 31326.5 | 14806 | 3560222 | 15679.3 | 41542.9 | 142119 | 205251 | 14551.8 | 227078 | 264785 | 70051.6 | 18420.3 | 77365.8 | 302607 | 5481931
2027-09-01 | 245051 | 164329 | 5130.72 | 72598.4 | 30921.8 | 14500.4 | 3517654 | 15325.2 | 41406.6 | 142336 | 210465 | 14279.5 | 225240 | 262642 | 68741 | 18182.6 | 76366.3 | 300158 | 5425328
2027-10-01 | 253220 | 169806 | 5301.74 | 75018.4 | 31952.6 | 14983.8 | 3634909 | 15836 | 42786.8 | 147081 | 217481 | 14755.5 | 232748 | 271397 | 71032.3 | 18788.7 | 78911.9 | 310163 | 5606172
2027-11-01 | 245051 | 164329 | 5130.72 | 72598.4 | 30921.8 | 14500.4 | 3517654 | 15325.2 | 41406.6 | 142336 | 210465 | 14279.5 | 225240 | 262642 | 68741 | 18182.6 | 76366.3 | 300158 | 5425328
2027-12-01 | 253220 | 169806 | 5301.74 | 75018.4 | 31952.6 | 14983.8 | 3634909 | 15836 | 42786.8 | 147081 | 217481 | 14755.5 | 232748 | 271397 | 71032.3 | 18788.7 | 78911.9 | 310163 | 5606172
2028-01-01 | 253220 | 169806 | 5301.74 | 75018.4 | 31952.6 | 14983.8 | 3634909 | 15836 | 42786.8 | 147081 | 217481 | 14755.5 | 232748 | 271397 | 71032.3 | 18788.7 | 78911.9 | 310163 | 5606172
2028-02-01 | 228715 | 153373 | 4788.67 | 67758.5 | 28860.4 | 13533.7 | 3283143 | 14303.5 | 38646.1 | 132847 | 196434 | 13327.6 | 210224 | 245132 | 64158.2 | 16970.5 | 71275.2 | 280147 | 5063639
2028-03-01 | 253220 | 169806 | 5301.74 | 75018.4 | 31952.6 | 14983.8 | 3634909 | 15836 | 42786.8 | 147081 | 217481 | 14755.5 | 232748 | 271397 | 71032.3 | 18788.7 | 78911.9 | 310163 | 5606172
2028-04-01 | 245051 | 164329 | 5130.72 | 72598.4 | 30921.8 | 14500.4 | 3517654 | 15325.2 | 41406.6 | 142336 | 210465 | 14279.5 | 225240 | 262642 | 68741 | 18182.6 | 76366.3 | 300158 | 5425328
2028-05-01 | 253220 | 169806 | 5301.74 | 75018.4 | 31952.6 | 14983.8 | 3634909 | 15836 | 42786.8 | 147081 | 217481 | 14755.5 | 232748 | 271397 | 71032.3 | 18788.7 | 78911.9 | 310163 | 5606172
2028-06-01 | 245051 | 164329 | 5130.72 | 72598.4 | 30921.8 | 14500.4 | 3517654 | 15325.2 | 41406.6 | 142336 | 210465 | 14279.5 | 225240 | 262642 | 68741 | 18182.6 | 76366.3 | 300158 | 5425328
2028-07-01 | 253220 | 169806 | 5301.74 | 75018.4 | 31952.6 | 14983.8 | 3634909 | 15836 | 42786.8 | 147081 | 217481 | 14755.5 | 232748 | 271397 | 71032.3 | 18788.7 | 78911.9 | 310163 | 5606172
2028-08-01 | 253220 | 169806 | 5301.74 | 75018.4 | 31952.6 | 14983.8 | 3634909 | 15836 | 42786.8 | 147081 | 217481 | 14755.5 | 232748 | 271397 | 71032.3 | 18788.7 | 78911.9 | 310163 | 5606172
2028-09-01 | 247956 | 166277 | 5156.16 | 74709.1 | 31527.7 | 14672.5 | 3589931 | 15476.8 | 42610.4 | 147138 | 222300 | 14479.4 | 230727 | 269040 | 69703.3 | 18539.2 | 77862.6 | 307470 | 5545577
2028-10-01 | 256222 | 171819 | 5328.03 | 77199.4 | 32578.6 | 15161.6 | 3709595 | 15992.7 | 44030.7 | 152043 | 229710 | 14962.1 | 238418 | 278008 | 72026.8 | 19157.2 | 80458 | 317719 | 5730429
2028-11-01 | 247956 | 166277 | 5156.16 | 74709.1 | 31527.7 | 14672.5 | 3589931 | 15476.8 | 42610.4 | 147138 | 222300 | 14479.4 | 230727 | 269040 | 69703.3 | 18539.2 | 77862.6 | 307470 | 5545577
2028-12-01 | 256222 | 171819 | 5328.03 | 77199.4 | 32578.6 | 15161.6 | 3709595 | 15992.7 | 44030.7 | 152043 | 229710 | 14962.1 | 238418 | 278008 | 72026.8 | 19157.2 | 80458 | 317719 | 5730429
2029-01-01 | 256222 | 171819 | 5328.03 | 77199.4 | 32578.6 | 15161.6 | 3709595 | 15992.7 | 44030.7 | 152043 | 229710 | 14962.1 | 238418 | 278008 | 72026.8 | 19157.2 | 80458 | 317719 | 5730429
2029-02-01 | 231426 | 155192 | 4812.42 | 69728.5 | 29425.9 | 13694.4 | 3350602 | 14445.1 | 39769.7 | 137329 | 207480 | 13514.1 | 215345 | 251104 | 65056.4 | 17303.3 | 72671.7 | 286972 | 5175872
2029-03-01 | 256222 | 171819 | 5328.03 | 77199.4 | 32578.6 | 15161.6 | 3709595 | 15992.7 | 44030.7 | 152043 | 229710 | 14962.1 | 238418 | 278008 | 72026.8 | 19157.2 | 80458 | 317719 | 5730429
2029-04-01 | 247956 | 166277 | 5156.16 | 74709.1 | 31527.7 | 14672.5 | 3589931 | 15476.8 | 42610.4 | 147138 | 222300 | 14479.4 | 230727 | 269040 | 69703.3 | 18539.2 | 77862.6 | 307470 | 5545577
2029-05-01 | 256222 | 171819 | 5328.03 | 77199.4 | 32578.6 | 15161.6 | 3709595 | 15992.7 | 44030.7 | 152043 | 229710 | 14962.1 | 238418 | 278008 | 72026.8 | 19157.2 | 80458 | 317719 | 5730429
2029-06-01 | 247956 | 166277 | 5156.16 | 74709.1 | 31527.7 | 14672.5 | 3589931 | 15476.8 | 42610.4 | 147138 | 222300 | 14479.4 | 230727 | 269040 | 69703.3 | 18539.2 | 77862.6 | 307470 | 5545577
2029-07-01 | 256222 | 171819 | 5328.03 | 77199.4 | 32578.6 | 15161.6 | 3709595 | 15992.7 | 44030.7 | 152043 | 229710 | 14962.1 | 238418 | 278008 | 72026.8 | 19157.2 | 80458 | 317719 | 5730429
2029-08-01 | 256222 | 171819 | 5328.03 | 77199.4 | 32578.6 | 15161.6 | 3709595 | 15992.7 | 44030.7 | 152043 | 229710 | 14962.1 | 238418 | 278008 | 72026.8 | 19157.2 | 80458 | 317719 | 5730429
2029-09-01 | 250861 | 168225 | 5181.6 | 76819.9 | 32133.6 | 14844.6 | 3662208 | 15628.5 | 43814.2 | 151940 | 234135 | 14682.1 | 236214 | 275438 | 70679.2 | 18895.8 | 79358.8 | 314782 | 5665842
2029-10-01 | 259223 | 173832 | 5354.32 | 79380.5 | 33204.7 | 15339.4 | 3784282 | 16149.4 | 45274.6 | 157005 | 241939 | 15171.6 | 244088 | 284620 | 73035.2 | 19525.7 | 82004.1 | 325275 | 5854704
2029-11-01 | 250861 | 168225 | 5181.6 | 76819.9 | 32133.6 | 14844.6 | 3662208 | 15628.5 | 43814.2 | 151940 | 234135 | 14682.1 | 236214 | 275438 | 70679.2 | 18895.8 | 79358.8 | 314782 | 5665842
2029-12-01 | 259223 | 173832 | 5354.32 | 79380.5 | 33204.7 | 15339.4 | 3784282 | 16149.4 | 45274.6 | 157005 | 241939 | 15171.6 | 244088 | 284620 | 73035.2 | 19525.7 | 82004.1 | 325275 | 5854704
2030-01-01 | 259223 | 173832 | 5354.32 | 79380.5 | 33204.7 | 15339.4 | 3784282 | 16149.4 | 45274.6 | 157005 | 241939 | 15171.6 | 244088 | 284620 | 73035.2 | 19525.7 | 82004.1 | 325275 | 5854704
2030-02-01 | 234137 | 157010 | 4836.16 | 71698.5 | 29991.4 | 13855 | 3418061 | 14586.6 | 40893.2 | 141811 | 218526 | 13703.3 | 220467 | 257076 | 65967.2 | 17636.1 | 74068.2 | 293797 | 5288119
2030-03-01 | 259223 | 173832 | 5354.32 | 79380.5 | 33204.7 | 15339.4 | 3784282 | 16149.4 | 45274.6 | 157005 | 241939 | 15171.6 | 244088 | 284620 | 73035.2 | 19525.7 | 82004.1 | 325275 | 5854704
2030-04-01 | 250861 | 168225 | 5181.6 | 76819.9 | 32133.6 | 14844.6 | 3662208 | 15628.5 | 43814.2 | 151940 | 234135 | 14682.1 | 236214 | 275438 | 70679.2 | 18895.8 | 79358.8 | 314782 | 5665842
2030-05-01 | 259223 | 173832 | 5354.32 | 79380.5 | 33204.7 | 15339.4 | 3784282 | 16149.4 | 45274.6 | 157005 | 241939 | 15171.6 | 244088 | 284620 | 73035.2 | 19525.7 | 82004.1 | 325275 | 5854704
2030-06-01 | 250861 | 168225 | 5181.6 | 76819.9 | 32133.6 | 14844.6 | 3662208 | 15628.5 | 43814.2 | 151940 | 234135 | 14682.1 | 236214 | 275438 | 70679.2 | 18895.8 | 79358.8 | 314782 | 5665842
2030-07-01 | 259223 | 173832 | 5354.32 | 79380.5 | 33204.7 | 15339.4 | 3784282 | 16149.4 | 45274.6 | 157005 | 241939 | 15171.6 | 244088 | 284620 | 73035.2 | 19525.7 | 82004.1 | 325275 | 5854704
2030-08-01 | 259223 | 173832 | 5354.32 | 79380.5 | 33204.7 | 15339.4 | 3784282 | 16149.4 | 45274.6 | 157005 | 241939 | 15171.6 | 244088 | 284620 | 73035.2 | 19525.7 | 82004.1 | 325275 | 5854704
2030-09-01 | 253421 | 169941 | 5207.76 | 78419.1 | 32630.4 | 14996.2 | 3730568 | 15788.2 | 44726.3 | 156781 | 244280 | 14887.7 | 241132 | 279696 | 71668.7 | 19187.7 | 80585.7 | 319648 | 5773564
2030-10-01 | 261868 | 175606 | 5381.35 | 81033.1 | 33718.1 | 15496 | 3854921 | 16314.5 | 46217.2 | 162007 | 252423 | 15384 | 249169 | 289019 | 74057.6 | 19827.3 | 83271.9 | 330303 | 5966016
2030-11-01 | 253421 | 169941 | 5207.76 | 78419.1 | 32630.4 | 14996.2 | 3730568 | 15788.2 | 44726.3 | 156781 | 244280 | 14887.7 | 241132 | 279696 | 71668.7 | 19187.7 | 80585.7 | 319648 | 5773564
2030-12-01 | 261868 | 175606 | 5381.35 | 81033.1 | 33718.1 | 15496 | 3854921 | 16314.5 | 46217.2 | 162007 | 252423 | 15384 | 249169 | 289019 | 74057.6 | 19827.3 | 83271.9 | 330303 | 5966016
2031-01-01 | 261868 | 175606 | 5381.35 | 81033.1 | 33718.1 | 15496 | 3854921 | 16314.5 | 46217.2 | 162007 | 252423 | 15384 | 249169 | 289019 | 74057.6 | 19827.3 | 83271.9 | 330303 | 5966016
2031-02-01 | 236526 | 158611 | 4860.58 | 73191.1 | 30455 | 13996.4 | 3481864 | 14735.7 | 41744.6 | 146329 | 227995 | 13895.2 | 225056 | 261050 | 66890.8 | 17908.5 | 75213.3 | 298338 | 5388659
2031-03-01 | 261868 | 175606 | 5381.35 | 81033.1 | 33718.1 | 15496 | 3854921 | 16314.5 | 46217.2 | 162007 | 252423 | 15384 | 249169 | 289019 | 74057.6 | 19827.3 | 83271.9 | 330303 | 5966016
2031-04-01 | 253421 | 169941 | 5207.76 | 78419.1 | 32630.4 | 14996.2 | 3730568 | 15788.2 | 44726.3 | 156781 | 244280 | 14887.7 | 241132 | 279696 | 71668.7 | 19187.7 | 80585.7 | 319648 | 5773564
2031-05-01 | 261868 | 175606 | 5381.35 | 81033.1 | 33718.1 | 15496 | 3854921 | 16314.5 | 46217.2 | 162007 | 252423 | 15384 | 249169 | 289019 | 74057.6 | 19827.3 | 83271.9 | 330303 | 5966016
2031-06-01 | 253421 | 169941 | 5207.76 | 78419.1 | 32630.4 | 14996.2 | 3730568 | 15788.2 | 44726.3 | 156781 | 244280 | 14887.7 | 241132 | 279696 | 71668.7 | 19187.7 | 80585.7 | 319648 | 5773564
2031-07-01 | 261868 | 175606 | 5381.35 | 81033.1 | 33718.1 | 15496 | 3854921 | 16314.5 | 46217.2 | 162007 | 252423 | 15384 | 249169 | 289019 | 74057.6 | 19827.3 | 83271.9 | 330303 | 5966016
2031-08-01 | 261868 | 175606 | 5381.35 | 81033.1 | 33718.1 | 15496 | 3854921 | 16314.5 | 46217.2 | 162007 | 252423 | 15384 | 249169 | 289019 | 74057.6 | 19827.3 | 83271.9 | 330303 | 5966016
2031-09-01 | 255980 | 171657 | 5233.92 | 80018.3 | 33127.2 | 15147.7 | 3798929 | 15948 | 45638.4 | 161621 | 254426 | 15096.1 | 246049 | 283954 | 72672.1 | 19479.6 | 81812.6 | 324513 | 5881302
2031-10-01 | 264512 | 177379 | 5408.38 | 82685.6 | 34231.4 | 15652.6 | 3925560 | 16479.6 | 47159.7 | 167008 | 262907 | 15599.3 | 254250 | 293419 | 75094.5 | 20128.9 | 84539.7 | 335330 | 6077345
2031-11-01 | 255980 | 171657 | 5233.92 | 80018.3 | 33127.2 | 15147.7 | 3798929 | 15948 | 45638.4 | 161621 | 254426 | 15096.1 | 246049 | 283954 | 72672.1 | 19479.6 | 81812.6 | 324513 | 5881302
2031-12-01 | 264512 | 177379 | 5408.38 | 82685.6 | 34231.4 | 15652.6 | 3925560 | 16479.6 | 47159.7 | 167008 | 262907 | 15599.3 | 254250 | 293419 | 75094.5 | 20128.9 | 84539.7 | 335330 | 6077345
2032-01-01 | 264512 | 177379 | 5408.38 | 82685.6 | 34231.4 | 15652.6 | 3925560 | 16479.6 | 47159.7 | 167008 | 262907 | 15599.3 | 254250 | 293419 | 75094.5 | 20128.9 | 84539.7 | 335330 | 6077345
2032-02-01 | 238914 | 160213 | 4884.99 | 74683.8 | 30918.7 | 14137.9 | 3545667 | 14884.8 | 42595.9 | 150846 | 237464 | 14089.7 | 229646 | 265023 | 67827.2 | 18181 | 76358.5 | 302879 | 5489215
2032-03-01 | 264512 | 177379 | 5408.38 | 82685.6 | 34231.4 | 15652.6 | 3925560 | 16479.6 | 47159.7 | 167008 | 262907 | 15599.3 | 254250 | 293419 | 75094.5 | 20128.9 | 84539.7 | 335330 | 6077345
2032-04-01 | 255980 | 171657 | 5233.92 | 80018.3 | 33127.2 | 15147.7 | 3798929 | 15948 | 45638.4 | 161621 | 254426 | 15096.1 | 246049 | 283954 | 72672.1 | 19479.6 | 81812.6 | 324513 | 5881302
2032-05-01 | 264512 | 177379 | 5408.38 | 82685.6 | 34231.4 | 15652.6 | 3925560 | 16479.6 | 47159.7 | 167008 | 262907 | 15599.3 | 254250 | 293419 | 75094.5 | 20128.9 | 84539.7 | 335330 | 6077345
2032-06-01 | 255980 | 171657 | 5233.92 | 80018.3 | 33127.2 | 15147.7 | 3798929 | 15948 | 45638.4 | 161621 | 254426 | 15096.1 | 246049 | 283954 | 72672.1 | 19479.6 | 81812.6 | 324513 | 5881302
2032-07-01 | 264512 | 177379 | 5408.38 | 82685.6 | 34231.4 | 15652.6 | 3925560 | 16479.6 | 47159.7 | 167008 | 262907 | 15599.3 | 254250 | 293419 | 75094.5 | 20128.9 | 84539.7 | 335330 | 6077345
2032-08-01 | 264512 | 177379 | 5408.38 | 82685.6 | 34231.4 | 15652.6 | 3925560 | 16479.6 | 47159.7 | 167008 | 262907 | 15599.3 | 254250 | 293419 | 75094.5 | 20128.9 | 84539.7 | 335330 | 6077345
2032-09-01 | 258539 | 173373 | 5260.08 | 81617.5 | 33624 | 15299.3 | 3867289 | 16107.8 | 46550.6 | 166461 | 264571 | 15307.5 | 250966 | 288211 | 73689.5 | 19771.5 | 83039.5 | 329378 | 5989057
2032-10-01 | 267157 | 179152 | 5435.42 | 84338.1 | 34744.8 | 15809.3 | 3996199 | 16644.7 | 48102.3 | 172010 | 273390 | 15817.7 | 259332 | 297818 | 76145.8 | 20430.6 | 85807.5 | 340358 | 6188692
2032-11-01 | 258539 | 173373 | 5260.08 | 81617.5 | 33624 | 15299.3 | 3867289 | 16107.8 | 46550.6 | 166461 | 264571 | 15307.5 | 250966 | 288211 | 73689.5 | 19771.5 | 83039.5 | 329378 | 5989057
2032-12-01 | 267157 | 179152 | 5435.42 | 84338.1 | 34744.8 | 15809.3 | 3996199 | 16644.7 | 48102.3 | 172010 | 273390 | 15817.7 | 259332 | 297818 | 76145.8 | 20430.6 | 85807.5 | 340358 | 6188692
2033-01-01 | 267157 | 179152 | 5435.42 | 84338.1 | 34744.8 | 15809.3 | 3996199 | 16644.7 | 48102.3 | 172010 | 273390 | 15817.7 | 259332 | 297818 | 76145.8 | 20430.6 | 85807.5 | 340358 | 6188692
2033-02-01 | 241303 | 161815 | 4909.41 | 76176.4 | 31382.4 | 14279.3 | 3609470 | 15033.9 | 43447.2 | 155364 | 246933 | 14287 | 234235 | 268997 | 68776.8 | 18453.4 | 77503.6 | 307420 | 5589786
2033-03-01 | 267157 | 179152 | 5435.42 | 84338.1 | 34744.8 | 15809.3 | 3996199 | 16644.7 | 48102.3 | 172010 | 273390 | 15817.7 | 259332 | 297818 | 76145.8 | 20430.6 | 85807.5 | 340358 | 6188692
2033-04-01 | 258539 | 173373 | 5260.08 | 81617.5 | 33624 | 15299.3 | 3867289 | 16107.8 | 46550.6 | 166461 | 264571 | 15307.5 | 250966 | 288211 | 73689.5 | 19771.5 | 83039.5 | 329378 | 5989057
2033-05-01 | 267157 | 179152 | 5435.42 | 84338.1 | 34744.8 | 15809.3 | 3996199 | 16644.7 | 48102.3 | 172010 | 273390 | 15817.7 | 259332 | 297818 | 76145.8 | 20430.6 | 85807.5 | 340358 | 6188692
2033-06-01 | 258539 | 173373 | 5260.08 | 81617.5 | 33624 | 15299.3 | 3867289 | 16107.8 | 46550.6 | 166461 | 264571 | 15307.5 | 250966 | 288211 | 73689.5 | 19771.5 | 83039.5 | 329378 | 5989057
2033-07-01 | 267157 | 179152 | 5435.42 | 84338.1 | 34744.8 | 15809.3 | 3996199 | 16644.7 | 48102.3 | 172010 | 273390 | 15817.7 | 259332 | 297818 | 76145.8 | 20430.6 | 85807.5 | 340358 | 6188692
2033-08-01 | 267157 | 179152 | 5435.42 | 84338.1 | 34744.8 | 15809.3 | 3996199 | 16644.7 | 48102.3 | 172010 | 273390 | 15817.7 | 259332 | 297818 | 76145.8 | 20430.6 | 85807.5 | 340358 | 6188692
2033-09-01 | 261098 | 175089 | 5286.24 | 83216.8 | 34120.8 | 15450.8 | 3935650 | 16267.5 | 47462.7 | 171302 | 274717 | 15521.8 | 255883 | 292469 | 74721.1 | 20063.4 | 84266.4 | 334244 | 6096829
2033-10-01 | 269801 | 180926 | 5462.45 | 85990.7 | 35258.2 | 15965.9 | 4066838 | 16809.8 | 49044.8 | 177012 | 283874 | 16039.2 | 264413 | 302218 | 77211.8 | 20732.2 | 87075.3 | 345385 | 6300056
2033-11-01 | 261098 | 175089 | 5286.24 | 83216.8 | 34120.8 | 15450.8 | 3935650 | 16267.5 | 47462.7 | 171302 | 274717 | 15521.8 | 255883 | 292469 | 74721.1 | 20063.4 | 84266.4 | 334244 | 6096829
2033-12-01 | 269801 | 180926 | 5462.45 | 85990.7 | 35258.2 | 15965.9 | 4066838 | 16809.8 | 49044.8 | 177012 | 283874 | 16039.2 | 264413 | 302218 | 77211.8 | 20732.2 | 87075.3 | 345385 | 6300056
2034-01-01 | 269801 | 180926 | 5462.45 | 85990.7 | 35258.2 | 15965.9 | 4066838 | 16809.8 | 49044.8 | 177012 | 283874 | 16039.2 | 264413 | 302218 | 77211.8 | 20732.2 | 87075.3 | 345385 | 6300056
2034-02-01 | 243692 | 163417 | 4933.82 | 77669 | 31846.1 | 14420.8 | 3673273 | 15183 | 44298.6 | 159882 | 256402 | 14487 | 238824 | 272971 | 69739.7 | 18725.8 | 78648.7 | 311961 | 5690374
2034-03-01 | 269801 | 180926 | 5462.45 | 85990.7 | 35258.2 | 15965.9 | 4066838 | 16809.8 | 49044.8 | 177012 | 283874 | 16039.2 | 264413 | 302218 | 77211.8 | 20732.2 | 87075.3 | 345385 | 6300056
2034-04-01 | 261098 | 175089 | 5286.24 | 83216.8 | 34120.8 | 15450.8 | 3935650 | 16267.5 | 47462.7 | 171302 | 274717 | 15521.8 | 255883 | 292469 | 74721.1 | 20063.4 | 84266.4 | 334244 | 6096829
2034-05-01 | 269801 | 180926 | 5462.45 | 85990.7 | 35258.2 | 15965.9 | 4066838 | 16809.8 | 49044.8 | 177012 | 283874 | 16039.2 | 264413 | 302218 | 77211.8 | 20732.2 | 87075.3 | 345385 | 6300056
2034-06-01 | 261098 | 175089 | 5286.24 | 83216.8 | 34120.8 | 15450.8 | 3935650 | 16267.5 | 47462.7 | 171302 | 274717 | 15521.8 | 255883 | 292469 | 74721.1 | 20063.4 | 84266.4 | 334244 | 6096829
2034-07-01 | 269801 | 180926 | 5462.45 | 85990.7 | 35258.2 | 15965.9 | 4066838 | 16809.8 | 49044.8 | 177012 | 283874 | 16039.2 | 264413 | 302218 | 77211.8 | 20732.2 | 87075.3 | 345385 | 6300056
2034-08-01 | 269801 | 180926 | 5462.45 | 85990.7 | 35258.2 | 15965.9 | 4066838 | 16809.8 | 49044.8 | 177012 | 283874 | 16039.2 | 264413 | 302218 | 77211.8 | 20732.2 | 87075.3 | 345385 | 6300056
2034-09-01 | 263657 | 176805 | 5312.4 | 84816 | 34617.6 | 15602.4 | 4004010 | 16427.2 | 48374.9 | 176142 | 284862 | 15739.1 | 260801 | 296726 | 75767.2 | 20355.3 | 85493.3 | 339109 | 6204618
2034-10-01 | 272446 | 182699 | 5489.48 | 87643.2 | 35771.5 | 16122.5 | 4137477 | 16974.8 | 49987.4 | 182014 | 294357 | 16263.7 | 269494 | 306617 | 78292.8 | 21033.8 | 88343.1 | 350413 | 6411439
2034-11-01 | 263657 | 176805 | 5312.4 | 84816 | 34617.6 | 15602.4 | 4004010 | 16427.2 | 48374.9 | 176142 | 284862 | 15739.1 | 260801 | 296726 | 75767.2 | 20355.3 | 85493.3 | 339109 | 6204618
2034-12-01 | 272446 | 182699 | 5489.48 | 87643.2 | 35771.5 | 16122.5 | 4137477 | 16974.8 | 49987.4 | 182014 | 294357 | 16263.7 | 269494 | 306617 | 78292.8 | 21033.8 | 88343.1 | 350413 | 6411439
2035-01-01 | 272446 | 182699 | 5489.48 | 87643.2 | 35771.5 | 16122.5 | 4137477 | 16974.8 | 49987.4 | 182014 | 294357 | 16263.7 | 269494 | 306617 | 78292.8 | 21033.8 | 88343.1 | 350413 | 6411439
2035-02-01 | 246080 | 165018 | 4958.24 | 79161.6 | 32309.8 | 14562.2 | 3737076 | 15332.1 | 45149.9 | 164399 | 265871 | 14689.8 | 243414 | 276944 | 70716.1 | 18998.3 | 79793.8 | 316502 | 5790977
2035-03-01 | 272446 | 182699 | 5489.48 | 87643.2 | 35771.5 | 16122.5 | 4137477 | 16974.8 | 49987.4 | 182014 | 294357 | 16263.7 | 269494 | 306617 | 78292.8 | 21033.8 | 88343.1 | 350413 | 6411439
2035-04-01 | 263657 | 176805 | 5312.4 | 84816 | 34617.6 | 15602.4 | 4004010 | 16427.2 | 48374.9 | 176142 | 284862 | 15739.1 | 260801 | 296726 | 75767.2 | 20355.3 | 85493.3 | 339109 | 6204618
2035-05-01 | 272446 | 182699 | 5489.48 | 87643.2 | 35771.5 | 16122.5 | 4137477 | 16974.8 | 49987.4 | 182014 | 294357 | 16263.7 | 269494 | 306617 | 78292.8 | 21033.8 | 88343.1 | 350413 | 6411439
2035-06-01 | 263657 | 176805 | 5312.4 | 84816 | 34617.6 | 15602.4 | 4004010 | 16427.2 | 48374.9 | 176142 | 284862 | 15739.1 | 260801 | 296726 | 75767.2 | 20355.3 | 85493.3 | 339109 | 6204618
2035-07-01 | 272446 | 182699 | 5489.48 | 87643.2 | 35771.5 | 16122.5 | 4137477 | 16974.8 | 49987.4 | 182014 | 294357 | 16263.7 | 269494 | 306617 | 78292.8 | 21033.8 | 88343.1 | 350413 | 6411439
2035-08-01 | 272446 | 182699 | 5489.48 | 87643.2 | 35771.5 | 16122.5 | 4137477 | 16974.8 | 49987.4 | 182014 | 294357 | 16263.7 | 269494 | 306617 | 78292.8 | 21033.8 | 88343.1 | 350413 | 6411439
2035-09-01 | 266347 | 178609 | 5339.28 | 86581.5 | 35152.6 | 15761.5 | 4065883 | 16594.6 | 49381.9 | 179809 | 297205 | 15959.4 | 266230 | 301313 | 76827.9 | 20669.9 | 86814.7 | 344350 | 6308829
2035-10-01 | 275225 | 184563 | 5517.26 | 89467.6 | 36324.3 | 16286.9 | 4201413 | 17147.8 | 51027.9 | 185802 | 307112 | 16491.4 | 275104 | 311356 | 79388.9 | 21358.9 | 89708.5 | 355829 | 6519123
2035-11-01 | 266347 | 178609 | 5339.28 | 86581.5 | 35152.6 | 15761.5 | 4065883 | 16594.6 | 49381.9 | 179809 | 297205 | 15959.4 | 266230 | 301313 | 76827.9 | 20669.9 | 86814.7 | 344350 | 6308829
2035-12-01 | 275225 | 184563 | 5517.26 | 89467.6 | 36324.3 | 16286.9 | 4201413 | 17147.8 | 51027.9 | 185802 | 307112 | 16491.4 | 275104 | 311356 | 79388.9 | 21358.9 | 89708.5 | 355829 | 6519123
2036-01-01 | 275225 | 184563 | 5517.26 | 89467.6 | 36324.3 | 16286.9 | 4201413 | 17147.8 | 51027.9 | 185802 | 307112 | 16491.4 | 275104 | 311356 | 79388.9 | 21358.9 | 89708.5 | 355829 | 6519123
2036-02-01 | 248591 | 166702 | 4983.33 | 80809.4 | 32809.1 | 14710.8 | 3794824 | 15488.3 | 46089.8 | 167821 | 277392 | 14895.5 | 248481 | 281225 | 71706.1 | 19291.9 | 81027.1 | 321394 | 5888241
2036-03-01 | 275225 | 184563 | 5517.26 | 89467.6 | 36324.3 | 16286.9 | 4201413 | 17147.8 | 51027.9 | 185802 | 307112 | 16491.4 | 275104 | 311356 | 79388.9 | 21358.9 | 89708.5 | 355829 | 6519123
2036-04-01 | 266347 | 178609 | 5339.28 | 86581.5 | 35152.6 | 15761.5 | 4065883 | 16594.6 | 49381.9 | 179809 | 297205 | 15959.4 | 266230 | 301313 | 76827.9 | 20669.9 | 86814.7 | 344350 | 6308829
2036-05-01 | 275225 | 184563 | 5517.26 | 89467.6 | 36324.3 | 16286.9 | 4201413 | 17147.8 | 51027.9 | 185802 | 307112 | 16491.4 | 275104 | 311356 | 79388.9 | 21358.9 | 89708.5 | 355829 | 6519123
2036-06-01 | 266347 | 178609 | 5339.28 | 86581.5 | 35152.6 | 15761.5 | 4065883 | 16594.6 | 49381.9 | 179809 | 297205 | 15959.4 | 266230 | 301313 | 76827.9 | 20669.9 | 86814.7 | 344350 | 6308829
2036-07-01 | 275225 | 184563 | 5517.26 | 89467.6 | 36324.3 | 16286.9 | 4201413 | 17147.8 | 51027.9 | 185802 | 307112 | 16491.4 | 275104 | 311356 | 79388.9 | 21358.9 | 89708.5 | 355829 | 6519123
2036-08-01 | 275225 | 184563 | 5517.26 | 89467.6 | 36324.3 | 16286.9 | 4201413 | 17147.8 | 51027.9 | 185802 | 307112 | 16491.4 | 275104 | 311356 | 79388.9 | 21358.9 | 89708.5 | 355829 | 6519123
2036-09-01 | 269037 | 180413 | 5366.16 | 88347 | 35687.5 | 15920.6 | 4127756 | 16762.1 | 50388.9 | 183475 | 309548 | 16182.9 | 271658 | 305899 | 77903.5 | 20984.5 | 88136.1 | 349592 | 6413058
2036-10-01 | 278005 | 186427 | 5545.03 | 91291.9 | 36877.1 | 16451.3 | 4265348 | 17320.8 | 52068.5 | 189591 | 319867 | 16722.3 | 280714 | 316096 | 80500.3 | 21683.9 | 91074 | 361245 | 6626826
2036-11-01 | 269037 | 180413 | 5366.16 | 88347 | 35687.5 | 15920.6 | 4127756 | 16762.1 | 50388.9 | 183475 | 309548 | 16182.9 | 271658 | 305899 | 77903.5 | 20984.5 | 88136.1 | 349592 | 6413058
2036-12-01 | 278005 | 186427 | 5545.03 | 91291.9 | 36877.1 | 16451.3 | 4265348 | 17320.8 | 52068.5 | 189591 | 319867 | 16722.3 | 280714 | 316096 | 80500.3 | 21683.9 | 91074 | 361245 | 6626826
2037-01-01 | 278005 | 186427 | 5545.03 | 91291.9 | 36877.1 | 16451.3 | 4265348 | 17320.8 | 52068.5 | 189591 | 319867 | 16722.3 | 280714 | 316096 | 80500.3 | 21683.9 | 91074 | 361245 | 6626826
2037-02-01 | 251101 | 168385 | 5008.42 | 82457.2 | 33308.4 | 14859.3 | 3852573 | 15644.6 | 47029.6 | 171243 | 288912 | 15104 | 253548 | 285506 | 72710 | 19585.5 | 82260.3 | 326286 | 5985521
2037-03-01 | 278005 | 186427 | 5545.03 | 91291.9 | 36877.1 | 16451.3 | 4265348 | 17320.8 | 52068.5 | 189591 | 319867 | 16722.3 | 280714 | 316096 | 80500.3 | 21683.9 | 91074 | 361245 | 6626826
2037-04-01 | 269037 | 180413 | 5366.16 | 88347 | 35687.5 | 15920.6 | 4127756 | 16762.1 | 50388.9 | 183475 | 309548 | 16182.9 | 271658 | 305899 | 77903.5 | 20984.5 | 88136.1 | 349592 | 6413058
2037-05-01 | 278005 | 186427 | 5545.03 | 91291.9 | 36877.1 | 16451.3 | 4265348 | 17320.8 | 52068.5 | 189591 | 319867 | 16722.3 | 280714 | 316096 | 80500.3 | 21683.9 | 91074 | 361245 | 6626826
2037-06-01 | 269037 | 180413 | 5366.16 | 88347 | 35687.5 | 15920.6 | 4127756 | 16762.1 | 50388.9 | 183475 | 309548 | 16182.9 | 271658 | 305899 | 77903.5 | 20984.5 | 88136.1 | 349592 | 6413058
2037-07-01 | 278005 | 186427 | 5545.03 | 91291.9 | 36877.1 | 16451.3 | 4265348 | 17320.8 | 52068.5 | 189591 | 319867 | 16722.3 | 280714 | 316096 | 80500.3 | 21683.9 | 91074 | 361245 | 6626826
2037-08-01 | 278005 | 186427 | 5545.03 | 91291.9 | 36877.1 | 16451.3 | 4265348 | 17320.8 | 52068.5 | 189591 | 319867 | 16722.3 | 280714 | 316096 | 80500.3 | 21683.9 | 91074 | 361245 | 6626826
2037-09-01 | 271726 | 182217 | 5393.04 | 90112.5 | 36222.5 | 16079.8 | 4189630 | 16929.4 | 51395.9 | 187141 | 321891 | 16409.4 | 277087 | 310486 | 78994.2 | 21299 | 89457.5 | 354833 | 6517305
2037-10-01 | 280784 | 188290 | 5572.81 | 93116.3 | 37429.9 | 16615.8 | 4329284 | 17493.8 | 53109.1 | 193379 | 332621 | 16956.4 | 286324 | 320835 | 81627.3 | 22009 | 92439.4 | 366661 | 6734548
2037-11-01 | 271726 | 182217 | 5393.04 | 90112.5 | 36222.5 | 16079.8 | 4189630 | 16929.4 | 51395.9 | 187141 | 321891 | 16409.4 | 277087 | 310486 | 78994.2 | 21299 | 89457.5 | 354833 | 6517305
2037-12-01 | 280784 | 188290 | 5572.81 | 93116.3 | 37429.9 | 16615.8 | 4329284 | 17493.8 | 53109.1 | 193379 | 332621 | 16956.4 | 286324 | 320835 | 81627.3 | 22009 | 92439.4 | 366661 | 6734548
2038-01-01 | 280784 | 188290 | 5572.81 | 93116.3 | 37429.9 | 16615.8 | 4329284 | 17493.8 | 53109.1 | 193379 | 332621 | 16956.4 | 286324 | 320835 | 81627.3 | 22009 | 92439.4 | 366661 | 6734548
2038-02-01 | 253611 | 170069 | 5033.5 | 84105 | 33807.6 | 15007.8 | 3910321 | 15800.8 | 47969.5 | 174665 | 300432 | 15315.5 | 258615 | 289786 | 73727.9 | 19879.1 | 83493.6 | 331177 | 6082818
2038-03-01 | 280784 | 188290 | 5572.81 | 93116.3 | 37429.9 | 16615.8 | 4329284 | 17493.8 | 53109.1 | 193379 | 332621 | 16956.4 | 286324 | 320835 | 81627.3 | 22009 | 92439.4 | 366661 | 6734548
2038-04-01 | 271726 | 182217 | 5393.04 | 90112.5 | 36222.5 | 16079.8 | 4189630 | 16929.4 | 51395.9 | 187141 | 321891 | 16409.4 | 277087 | 310486 | 78994.2 | 21299 | 89457.5 | 354833 | 6517305
2038-05-01 | 280784 | 188290 | 5572.81 | 93116.3 | 37429.9 | 16615.8 | 4329284 | 17493.8 | 53109.1 | 193379 | 332621 | 16956.4 | 286324 | 320835 | 81627.3 | 22009 | 92439.4 | 366661 | 6734548
2038-06-01 | 271726 | 182217 | 5393.04 | 90112.5 | 36222.5 | 16079.8 | 4189630 | 16929.4 | 51395.9 | 187141 | 321891 | 16409.4 | 277087 | 310486 | 78994.2 | 21299 | 89457.5 | 354833 | 6517305
2038-07-01 | 280784 | 188290 | 5572.81 | 93116.3 | 37429.9 | 16615.8 | 4329284 | 17493.8 | 53109.1 | 193379 | 332621 | 16956.4 | 286324 | 320835 | 81627.3 | 22009 | 92439.4 | 366661 | 6734548
2038-08-01 | 280784 | 188290 | 5572.81 | 93116.3 | 37429.9 | 16615.8 | 4329284 | 17493.8 | 53109.1 | 193379 | 332621 | 16956.4 | 286324 | 320835 | 81627.3 | 22009 | 92439.4 | 366661 | 6734548
2038-09-01 | 274416 | 184020 | 5419.92 | 91878 | 36757.4 | 16238.9 | 4251503 | 17096.9 | 52402.9 | 190808 | 334235 | 16639.2 | 282516 | 315072 | 80100.1 | 21613.6 | 90778.8 | 360074 | 6621570
2038-10-01 | 283563 | 190154 | 5600.58 | 94940.6 | 37982.7 | 16780.2 | 4393220 | 17666.7 | 54149.7 | 197168 | 345376 | 17193.8 | 291933 | 325574 | 82770.1 | 22334.1 | 93804.8 | 372077 | 6842289
2038-11-01 | 274416 | 184020 | 5419.92 | 91878 | 36757.4 | 16238.9 | 4251503 | 17096.9 | 52402.9 | 190808 | 334235 | 16639.2 | 282516 | 315072 | 80100.1 | 21613.6 | 90778.8 | 360074 | 6621570
2038-12-01 | 283563 | 190154 | 5600.58 | 94940.6 | 37982.7 | 16780.2 | 4393220 | 17666.7 | 54149.7 | 197168 | 345376 | 17193.8 | 291933 | 325574 | 82770.1 | 22334.1 | 93804.8 | 372077 | 6842289
2039-01-01 | 283563 | 190154 | 5600.58 | 94940.6 | 37982.7 | 16780.2 | 4393220 | 17666.7 | 54149.7 | 197168 | 345376 | 17193.8 | 291933 | 325574 | 82770.1 | 22334.1 | 93804.8 | 372077 | 6842289
2039-02-01 | 256122 | 171752 | 5058.59 | 85752.8 | 34306.9 | 15156.3 | 3968069 | 15957.1 | 48909.4 | 178087 | 311952 | 15529.9 | 263682 | 294067 | 74760.1 | 20172.7 | 84726.9 | 336069 | 6180132
2039-03-01 | 283563 | 190154 | 5600.58 | 94940.6 | 37982.7 | 16780.2 | 4393220 | 17666.7 | 54149.7 | 197168 | 345376 | 17193.8 | 291933 | 325574 | 82770.1 | 22334.1 | 93804.8 | 372077 | 6842289
2039-04-01 | 274416 | 184020 | 5419.92 | 91878 | 36757.4 | 16238.9 | 4251503 | 17096.9 | 52402.9 | 190808 | 334235 | 16639.2 | 282516 | 315072 | 80100.1 | 21613.6 | 90778.8 | 360074 | 6621570
2039-05-01 | 283563 | 190154 | 5600.58 | 94940.6 | 37982.7 | 16780.2 | 4393220 | 17666.7 | 54149.7 | 197168 | 345376 | 17193.8 | 291933 | 325574 | 82770.1 | 22334.1 | 93804.8 | 372077 | 6842289
2039-06-01 | 274416 | 184020 | 5419.92 | 91878 | 36757.4 | 16238.9 | 4251503 | 17096.9 | 52402.9 | 190808 | 334235 | 16639.2 | 282516 | 315072 | 80100.1 | 21613.6 | 90778.8 | 360074 | 6621570
2039-07-01 | 283563 | 190154 | 5600.58 | 94940.6 | 37982.7 | 16780.2 | 4393220 | 17666.7 | 54149.7 | 197168 | 345376 | 17193.8 | 291933 | 325574 | 82770.1 | 22334.1 | 93804.8 | 372077 | 6842289
2039-08-01 | 283563 | 190154 | 5600.58 | 94940.6 | 37982.7 | 16780.2 | 4393220 | 17666.7 | 54149.7 | 197168 | 345376 | 17193.8 | 291933 | 325574 | 82770.1 | 22334.1 | 93804.8 | 372077 | 6842289
2039-09-01 | 277106 | 185824 | 5446.8 | 93643.6 | 37292.4 | 16398 | 4313376 | 17264.2 | 53409.9 | 194474 | 346578 | 16872.1 | 287945 | 319658 | 81221.5 | 21928.2 | 92100.2 | 365315 | 6725854
2039-10-01 | 286343 | 192018 | 5628.36 | 96765 | 38535.5 | 16944.6 | 4457155 | 17839.7 | 55190.2 | 200957 | 358130 | 17434.5 | 297543 | 330314 | 83928.9 | 22659.1 | 95170.2 | 377493 | 6950049
2039-11-01 | 277106 | 185824 | 5446.8 | 93643.6 | 37292.4 | 16398 | 4313376 | 17264.2 | 53409.9 | 194474 | 346578 | 16872.1 | 287945 | 319658 | 81221.5 | 21928.2 | 92100.2 | 365315 | 6725854
2039-12-01 | 286343 | 192018 | 5628.36 | 96765 | 38535.5 | 16944.6 | 4457155 | 17839.7 | 55190.2 | 200957 | 358130 | 17434.5 | 297543 | 330314 | 83928.9 | 22659.1 | 95170.2 | 377493 | 6950049
2040-01-01 | 286343 | 192018 | 5628.36 | 96765 | 38535.5 | 16944.6 | 4457155 | 17839.7 | 55190.2 | 200957 | 358130 | 17434.5 | 297543 | 330314 | 83928.9 | 22659.1 | 95170.2 | 377493 | 6950049
2040-02-01 | 258632 | 173436 | 5083.68 | 87400.7 | 34806.2 | 15304.8 | 4025818 | 16113.3 | 49849.2 | 181509 | 323472 | 15747.3 | 268749 | 298348 | 75806.7 | 20466.3 | 85960.2 | 340961 | 6277464
2040-03-01 | 286343 | 192018 | 5628.36 | 96765 | 38535.5 | 16944.6 | 4457155 | 17839.7 | 55190.2 | 200957 | 358130 | 17434.5 | 297543 | 330314 | 83928.9 | 22659.1 | 95170.2 | 377493 | 6950049
2040-04-01 | 277106 | 185824 | 5446.8 | 93643.6 | 37292.4 | 16398 | 4313376 | 17264.2 | 53409.9 | 194474 | 346578 | 16872.1 | 287945 | 319658 | 81221.5 | 21928.2 | 92100.2 | 365315 | 6725854
2040-05-01 | 286343 | 192018 | 5628.36 | 96765 | 38535.5 | 16944.6 | 4457155 | 17839.7 | 55190.2 | 200957 | 358130 | 17434.5 | 297543 | 330314 | 83928.9 | 22659.1 | 95170.2 | 377493 | 6950049
2040-06-01 | 277106 | 185824 | 5446.8 | 93643.6 | 37292.4 | 16398 | 4313376 | 17264.2 | 53409.9 | 194474 | 346578 | 16872.1 | 287945 | 319658 | 81221.5 | 21928.2 | 92100.2 | 365315 | 6725854
2040-07-01 | 286343 | 192018 | 5628.36 | 96765 | 38535.5 | 16944.6 | 4457155 | 17839.7 | 55190.2 | 200957 | 358130 | 17434.5 | 297543 | 330314 | 83928.9 | 22659.1 | 95170.2 | 377493 | 6950049
2040-08-01 | 286343 | 192018 | 5628.36 | 96765 | 38535.5 | 16944.6 | 4457155 | 17839.7 | 55190.2 | 200957 | 358130 | 17434.5 | 297543 | 330314 | 83928.9 | 22659.1 | 95170.2 | 377493 | 6950049
2040-09-01 | 279359 | 187335 | 5474.4 | 95091 | 37672.9 | 16531.2 | 4357379 | 17404.6 | 54235.4 | 197480 | 353792 | 17108.3 | 292396 | 322919 | 82358.6 | 22152.1 | 93039.7 | 369042 | 6800770
2040-10-01 | 288671 | 193579 | 5656.88 | 98260.7 | 38928.7 | 17082.2 | 4502625 | 17984.8 | 56043.2 | 204063 | 365585 | 17678.6 | 302143 | 333683 | 85103.9 | 22890.5 | 96141 | 381344 | 7027463
2040-11-01 | 279359 | 187335 | 5474.4 | 95091 | 37672.9 | 16531.2 | 4357379 | 17404.6 | 54235.4 | 197480 | 353792 | 17108.3 | 292396 | 322919 | 82358.6 | 22152.1 | 93039.7 | 369042 | 6800770
2040-12-01 | 288671 | 193579 | 5656.88 | 98260.7 | 38928.7 | 17082.2 | 4502625 | 17984.8 | 56043.2 | 204063 | 365585 | 17678.6 | 302143 | 333683 | 85103.9 | 22890.5 | 96141 | 381344 | 7027463
2041-01-01 | 288671 | 193579 | 5656.88 | 98260.7 | 38928.7 | 17082.2 | 4502625 | 17984.8 | 56043.2 | 204063 | 365585 | 17678.6 | 302143 | 333683 | 85103.9 | 22890.5 | 96141 | 381344 | 7027463
2041-02-01 | 260735 | 174846 | 5109.44 | 88751.6 | 35161.4 | 15429.1 | 4066887 | 16244.3 | 50619.7 | 184315 | 330206 | 15967.8 | 272903 | 301391 | 76868 | 20675.3 | 86837 | 344440 | 6347386
2041-03-01 | 288671 | 193579 | 5656.88 | 98260.7 | 38928.7 | 17082.2 | 4502625 | 17984.8 | 56043.2 | 204063 | 365585 | 17678.6 | 302143 | 333683 | 85103.9 | 22890.5 | 96141 | 381344 | 7027463
2041-04-01 | 279359 | 187335 | 5474.4 | 95091 | 37672.9 | 16531.2 | 4357379 | 17404.6 | 54235.4 | 197480 | 353792 | 17108.3 | 292396 | 322919 | 82358.6 | 22152.1 | 93039.7 | 369042 | 6800770
2041-05-01 | 288671 | 193579 | 5656.88 | 98260.7 | 38928.7 | 17082.2 | 4502625 | 17984.8 | 56043.2 | 204063 | 365585 | 17678.6 | 302143 | 333683 | 85103.9 | 22890.5 | 96141 | 381344 | 7027463
2041-06-01 | 279359 | 187335 | 5474.4 | 95091 | 37672.9 | 16531.2 | 4357379 | 17404.6 | 54235.4 | 197480 | 353792 | 17108.3 | 292396 | 322919 | 82358.6 | 22152.1 | 93039.7 | 369042 | 6800770
2041-07-01 | 288671 | 193579 | 5656.88 | 98260.7 | 38928.7 | 17082.2 | 4502625 | 17984.8 | 56043.2 | 204063 | 365585 | 17678.6 | 302143 | 333683 | 85103.9 | 22890.5 | 96141 | 381344 | 7027463
2041-08-01 | 288671 | 193579 | 5656.88 | 98260.7 | 38928.7 | 17082.2 | 4502625 | 17984.8 | 56043.2 | 204063 | 365585 | 17678.6 | 302143 | 333683 | 85103.9 | 22890.5 | 96141 | 381344 | 7027463
2041-09-01 | 281611 | 188845 | 5502 | 96538.5 | 38053.4 | 16664.4 | 4401382 | 17545.1 | 55060.8 | 200486 | 361007 | 17347.8 | 296847 | 326180 | 83511.6 | 22375.9 | 93979.2 | 372770 | 6875706
2041-10-01 | 290998 | 195140 | 5685.4 | 99756.4 | 39321.9 | 17219.9 | 4548094 | 18129.9 | 56896.2 | 207169 | 373040 | 17926.1 | 306742 | 337053 | 86295.4 | 23121.8 | 97111.8 | 385195 | 7104896
2041-11-01 | 281611 | 188845 | 5502 | 96538.5 | 38053.4 | 16664.4 | 4401382 | 17545.1 | 55060.8 | 200486 | 361007 | 17347.8 | 296847 | 326180 | 83511.6 | 22375.9 | 93979.2 | 372770 | 6875706
2041-12-01 | 290998 | 195140 | 5685.4 | 99756.4 | 39321.9 | 17219.9 | 4548094 | 18129.9 | 56896.2 | 207169 | 373040 | 17926.1 | 306742 | 337053 | 86295.4 | 23121.8 | 97111.8 | 385195 | 7104896
2042-01-01 | 290998 | 195140 | 5685.4 | 99756.4 | 39321.9 | 17219.9 | 4548094 | 18129.9 | 56896.2 | 207169 | 373040 | 17926.1 | 306742 | 337053 | 86295.4 | 23121.8 | 97111.8 | 385195 | 7104896
2042-02-01 | 262837 | 176256 | 5135.2 | 90102.6 | 35516.5 | 15553.4 | 4107956 | 16375.4 | 51390.1 | 187120 | 336940 | 16191.3 | 277057 | 304435 | 77944.2 | 20884.2 | 87713.9 | 347918 | 6417326
2042-03-01 | 290998 | 195140 | 5685.4 | 99756.4 | 39321.9 | 17219.9 | 4548094 | 18129.9 | 56896.2 | 207169 | 373040 | 17926.1 | 306742 | 337053 | 86295.4 | 23121.8 | 97111.8 | 385195 | 7104896
2042-04-01 | 281611 | 188845 | 5502 | 96538.5 | 38053.4 | 16664.4 | 4401382 | 17545.1 | 55060.8 | 200486 | 361007 | 17347.8 | 296847 | 326180 | 83511.6 | 22375.9 | 93979.2 | 372770 | 6875706
2042-05-01 | 290998 | 195140 | 5685.4 | 99756.4 | 39321.9 | 17219.9 | 4548094 | 18129.9 | 56896.2 | 207169 | 373040 | 17926.1 | 306742 | 337053 | 86295.4 | 23121.8 | 97111.8 | 385195 | 7104896
2042-06-01 | 281611 | 188845 | 5502 | 96538.5 | 38053.4 | 16664.4 | 4401382 | 17545.1 | 55060.8 | 200486 | 361007 | 17347.8 | 296847 | 326180 | 83511.6 | 22375.9 | 93979.2 | 372770 | 6875706
2042-07-01 | 290998 | 195140 | 5685.4 | 99756.4 | 39321.9 | 17219.9 | 4548094 | 18129.9 | 56896.2 | 207169 | 373040 | 17926.1 | 306742 | 337053 | 86295.4 | 23121.8 | 97111.8 | 385195 | 7104896
2042-08-01 | 290998 | 195140 | 5685.4 | 99756.4 | 39321.9 | 17219.9 | 4548094 | 18129.9 | 56896.2 | 207169 | 373040 | 17926.1 | 306742 | 337053 | 86295.4 | 23121.8 | 97111.8 | 385195 | 7104896
2042-09-01 | 283864 | 190356 | 5529.6 | 97985.9 | 38434 | 16797.6 | 4445384 | 17685.4 | 55886.3 | 203492 | 368221 | 17590.7 | 301298 | 329441 | 84680.8 | 22599.8 | 94918.6 | 376497 | 6950661
2042-10-01 | 293326 | 196701 | 5713.92 | 101252 | 39715.1 | 17357.5 | 4593564 | 18275 | 57749.2 | 210275 | 380495 | 18177.1 | 311341 | 340423 | 87503.5 | 23353.1 | 98082.6 | 389047 | 7182350
2042-11-01 | 283864 | 190356 | 5529.6 | 97985.9 | 38434 | 16797.6 | 4445384 | 17685.4 | 55886.3 | 203492 | 368221 | 17590.7 | 301298 | 329441 | 84680.8 | 22599.8 | 94918.6 | 376497 | 6950661
2042-12-01 | 293326 | 196701 | 5713.92 | 101252 | 39715.1 | 17357.5 | 4593564 | 18275 | 57749.2 | 210275 | 380495 | 18177.1 | 311341 | 340423 | 87503.5 | 23353.1 | 98082.6 | 389047 | 7182350
2043-01-01 | 293326 | 196701 | 5713.92 | 101252 | 39715.1 | 17357.5 | 4593564 | 18275 | 57749.2 | 210275 | 380495 | 18177.1 | 311341 | 340423 | 87503.5 | 23353.1 | 98082.6 | 389047 | 7182350
2043-02-01 | 264940 | 177665 | 5160.96 | 91453.5 | 35871.7 | 15677.8 | 4149025 | 16506.4 | 52160.6 | 189925 | 343673 | 16418 | 281211 | 307479 | 79035.4 | 21093.1 | 88590.7 | 351397 | 6487284
2043-03-01 | 293326 | 196701 | 5713.92 | 101252 | 39715.1 | 17357.5 | 4593564 | 18275 | 57749.2 | 210275 | 380495 | 18177.1 | 311341 | 340423 | 87503.5 | 23353.1 | 98082.6 | 389047 | 7182350
2043-04-01 | 283864 | 190356 | 5529.6 | 97985.9 | 38434 | 16797.6 | 4445384 | 17685.4 | 55886.3 | 203492 | 368221 | 17590.7 | 301298 | 329441 | 84680.8 | 22599.8 | 94918.6 | 376497 | 6950661
2043-05-01 | 293326 | 196701 | 5713.92 | 101252 | 39715.1 | 17357.5 | 4593564 | 18275 | 57749.2 | 210275 | 380495 | 18177.1 | 311341 | 340423 | 87503.5 | 23353.1 | 98082.6 | 389047 | 7182350
2043-06-01 | 283864 | 190356 | 5529.6 | 97985.9 | 38434 | 16797.6 | 4445384 | 17685.4 | 55886.3 | 203492 | 368221 | 17590.7 | 301298 | 329441 | 84680.8 | 22599.8 | 94918.6 | 376497 | 6950661
2043-07-01 | 293326 | 196701 | 5713.92 | 101252 | 39715.1 | 17357.5 | 4593564 | 18275 | 57749.2 | 210275 | 380495 | 18177.1 | 311341 | 340423 | 87503.5 | 23353.1 | 98082.6 | 389047 | 7182350
2043-08-01 | 293326 | 196701 | 5713.92 | 101252 | 39715.1 | 17357.5 | 4593564 | 18275 | 57749.2 | 210275 | 380495 | 18177.1 | 311341 | 340423 | 87503.5 | 23353.1 | 98082.6 | 389047 | 7182350
2043-09-01 | 286117 | 191866 | 5557.2 | 99433.4 | 38814.5 | 16930.8 | 4489387 | 17825.9 | 56711.8 | 206497 | 375436 | 17837 | 305748 | 332702 | 85866.3 | 22823.6 | 95858.1 | 380224 | 7025636
2043-10-01 | 295654 | 198262 | 5742.44 | 102748 | 40108.3 | 17495.2 | 4639033 | 18420 | 58602.2 | 213381 | 387950 | 18431.5 | 315940 | 343793 | 88728.5 | 23584.4 | 99053.4 | 392898 | 7259824
2043-11-01 | 286117 | 191866 | 5557.2 | 99433.4 | 38814.5 | 16930.8 | 4489387 | 17825.9 | 56711.8 | 206497 | 375436 | 17837 | 305748 | 332702 | 85866.3 | 22823.6 | 95858.1 | 380224 | 7025636
2043-12-01 | 295654 | 198262 | 5742.44 | 102748 | 40108.3 | 17495.2 | 4639033 | 18420 | 58602.2 | 213381 | 387950 | 18431.5 | 315940 | 343793 | 88728.5 | 23584.4 | 99053.4 | 392898 | 7259824
2044-01-01 | 295654 | 198262 | 5742.44 | 102748 | 40108.3 | 17495.2 | 4639033 | 18420 | 58602.2 | 213381 | 387950 | 18431.5 | 315940 | 343793 | 88728.5 | 23584.4 | 99053.4 | 392898 | 7259824
2044-02-01 | 267042 | 179075 | 5186.72 | 92804.5 | 36226.8 | 15802.1 | 4190095 | 16637.5 | 52931 | 192731 | 350407 | 16647.8 | 285365 | 310522 | 80141.9 | 21302.1 | 89467.6 | 354875 | 6557261
2044-03-01 | 295654 | 198262 | 5742.44 | 102748 | 40108.3 | 17495.2 | 4639033 | 18420 | 58602.2 | 213381 | 387950 | 18431.5 | 315940 | 343793 | 88728.5 | 23584.4 | 99053.4 | 392898 | 7259824
2044-04-01 | 286117 | 191866 | 5557.2 | 99433.4 | 38814.5 | 16930.8 | 4489387 | 17825.9 | 56711.8 | 206497 | 375436 | 17837 | 305748 | 332702 | 85866.3 | 22823.6 | 95858.1 | 380224 | 7025636
2044-05-01 | 295654 | 198262 | 5742.44 | 102748 | 40108.3 | 17495.2 | 4639033 | 18420 | 58602.2 | 213381 | 387950 | 18431.5 | 315940 | 343793 | 88728.5 | 23584.4 | 99053.4 | 392898 | 7259824
2044-06-01 | 286117 | 191866 | 5557.2 | 99433.4 | 38814.5 | 16930.8 | 4489387 | 17825.9 | 56711.8 | 206497 | 375436 | 17837 | 305748 | 332702 | 85866.3 | 22823.6 | 95858.1 | 380224 | 7025636
2044-07-01 | 295654 | 198262 | 5742.44 | 102748 | 40108.3 | 17495.2 | 4639033 | 18420 | 58602.2 | 213381 | 387950 | 18431.5 | 315940 | 343793 | 88728.5 | 23584.4 | 99053.4 | 392898 | 7259824
2044-08-01 | 295654 | 198262 | 5742.44 | 102748 | 40108.3 | 17495.2 | 4639033 | 18420 | 58602.2 | 213381 | 387950 | 18431.5 | 315940 | 343793 | 88728.5 | 23584.4 | 99053.4 | 392898 | 7259824
2044-09-01 | 288369 | 193377 | 5584.8 | 100881 | 39195 | 17064 | 4533390 | 17966.2 | 57537.2 | 209503 | 382650 | 18086.7 | 310199 | 335963 | 87068.5 | 23047.5 | 96797.6 | 383951 | 7100631
2044-10-01 | 297982 | 199823 | 5770.96 | 104244 | 40501.5 | 17632.8 | 4684503 | 18565.1 | 59455.1 | 216487 | 395405 | 18689.6 | 320539 | 347162 | 89970.7 | 23815.8 | 100024 | 396749 | 7337319
2044-11-01 | 288369 | 193377 | 5584.8 | 100881 | 39195 | 17064 | 4533390 | 17966.2 | 57537.2 | 209503 | 382650 | 18086.7 | 310199 | 335963 | 87068.5 | 23047.5 | 96797.6 | 383951 | 7100631
2044-12-01 | 297982 | 199823 | 5770.96 | 104244 | 40501.5 | 17632.8 | 4684503 | 18565.1 | 59455.1 | 216487 | 395405 | 18689.6 | 320539 | 347162 | 89970.7 | 23815.8 | 100024 | 396749 | 7337319
2045-01-01 | 297982 | 199823 | 5770.96 | 104244 | 40501.5 | 17632.8 | 4684503 | 18565.1 | 59455.1 | 216487 | 395405 | 18689.6 | 320539 | 347162 | 89970.7 | 23815.8 | 100024 | 396749 | 7337319
2045-02-01 | 269145 | 180485 | 5212.48 | 94155.4 | 36582 | 15926.4 | 4231164 | 16768.5 | 53701.4 | 195536 | 357140 | 16880.9 | 289519 | 313566 | 81263.9 | 21511 | 90344.4 | 358354 | 6627256
2045-03-01 | 297982 | 199823 | 5770.96 | 104244 | 40501.5 | 17632.8 | 4684503 | 18565.1 | 59455.1 | 216487 | 395405 | 18689.6 | 320539 | 347162 | 89970.7 | 23815.8 | 100024 | 396749 | 7337319
2045-04-01 | 288369 | 193377 | 5584.8 | 100881 | 39195 | 17064 | 4533390 | 17966.2 | 57537.2 | 209503 | 382650 | 18086.7 | 310199 | 335963 | 87068.5 | 23047.5 | 96797.6 | 383951 | 7100631
2045-05-01 | 297982 | 199823 | 5770.96 | 104244 | 40501.5 | 17632.8 | 4684503 | 18565.1 | 59455.1 | 216487 | 395405 | 18689.6 | 320539 | 347162 | 89970.7 | 23815.8 | 100024 | 396749 | 7337319
2045-06-01 | 288369 | 193377 | 5584.8 | 100881 | 39195 | 17064 | 4533390 | 17966.2 | 57537.2 | 209503 | 382650 | 18086.7 | 310199 | 335963 | 87068.5 | 23047.5 | 96797.6 | 383951 | 7100631
2045-07-01 | 297982 | 199823 | 5770.96 | 104244 | 40501.5 | 17632.8 | 4684503 | 18565.1 | 59455.1 | 216487 | 395405 | 18689.6 | 320539 | 347162 | 89970.7 | 23815.8 | 100024 | 396749 | 7337319
2045-08-01 | 297982 | 199823 | 5770.96 | 104244 | 40501.5 | 17632.8 | 4684503 | 18565.1 | 59455.1 | 216487 | 395405 | 18689.6 | 320539 | 347162 | 89970.7 | 23815.8 | 100024 | 396749 | 7337319
2045-09-01 | 290713 | 194949 | 5612.88 | 101910 | 39595 | 17202.6 | 4579657 | 18112 | 58124.3 | 211641 | 390615 | 18339.9 | 313364 | 339391 | 88287.4 | 23282.7 | 97785.3 | 387868 | 7176451
2045-10-01 | 300404 | 201447 | 5799.98 | 105307 | 40914.8 | 17776 | 4732312 | 18715.8 | 60061.7 | 218696 | 403636 | 18951.2 | 323809 | 350704 | 91230.3 | 24058.8 | 101045 | 400797 | 7415666
2045-11-01 | 290713 | 194949 | 5612.88 | 101910 | 39595 | 17202.6 | 4579657 | 18112 | 58124.3 | 211641 | 390615 | 18339.9 | 313364 | 339391 | 88287.4 | 23282.7 | 97785.3 | 387868 | 7176451
2045-12-01 | 300404 | 201447 | 5799.98 | 105307 | 40914.8 | 17776 | 4732312 | 18715.8 | 60061.7 | 218696 | 403636 | 18951.2 | 323809 | 350704 | 91230.3 | 24058.8 | 101045 | 400797 | 7415666
2046-01-01 | 300404 | 201447 | 5799.98 | 105307 | 40914.8 | 17776 | 4732312 | 18715.8 | 60061.7 | 218696 | 403636 | 18951.2 | 323809 | 350704 | 91230.3 | 24058.8 | 101045 | 400797 | 7415666
2046-02-01 | 271332 | 181952 | 5238.69 | 95116.1 | 36955.3 | 16055.8 | 4274347 | 16904.6 | 54249.3 | 197531 | 364574 | 17117.2 | 292473 | 316765 | 82401.6 | 21730.5 | 91266.3 | 362010 | 6698021
2046-03-01 | 300404 | 201447 | 5799.98 | 105307 | 40914.8 | 17776 | 4732312 | 18715.8 | 60061.7 | 218696 | 403636 | 18951.2 | 323809 | 350704 | 91230.3 | 24058.8 | 101045 | 400797 | 7415666
2046-04-01 | 290713 | 194949 | 5612.88 | 101910 | 39595 | 17202.6 | 4579657 | 18112 | 58124.3 | 211641 | 390615 | 18339.9 | 313364 | 339391 | 88287.4 | 23282.7 | 97785.3 | 387868 | 7176451
2046-05-01 | 300404 | 201447 | 5799.98 | 105307 | 40914.8 | 17776 | 4732312 | 18715.8 | 60061.7 | 218696 | 403636 | 18951.2 | 323809 | 350704 | 91230.3 | 24058.8 | 101045 | 400797 | 7415666
2046-06-01 | 290713 | 194949 | 5612.88 | 101910 | 39595 | 17202.6 | 4579657 | 18112 | 58124.3 | 211641 | 390615 | 18339.9 | 313364 | 339391 | 88287.4 | 23282.7 | 97785.3 | 387868 | 7176451
2046-07-01 | 300404 | 201447 | 5799.98 | 105307 | 40914.8 | 17776 | 4732312 | 18715.8 | 60061.7 | 218696 | 403636 | 18951.2 | 323809 | 350704 | 91230.3 | 24058.8 | 101045 | 400797 | 7415666
2046-08-01 | 300404 | 201447 | 5799.98 | 105307 | 40914.8 | 17776 | 4732312 | 18715.8 | 60061.7 | 218696 | 403636 | 18951.2 | 323809 | 350704 | 91230.3 | 24058.8 | 101045 | 400797 | 7415666
2046-09-01 | 293057 | 196521 | 5640.96 | 102939 | 39994.9 | 17341.2 | 4625924 | 18257.8 | 58711.3 | 213778 | 398580 | 18596.7 | 316528 | 342819 | 89523.4 | 23517.9 | 98773 | 391785 | 7252290
2046-10-01 | 302826 | 203071 | 5828.99 | 106371 | 41328.1 | 17919.2 | 4780122 | 18866.4 | 60668.3 | 220904 | 411866 | 19216.5 | 327079 | 354246 | 92507.6 | 24301.8 | 102065 | 404845 | 7494033
2046-11-01 | 293057 | 196521 | 5640.96 | 102939 | 39994.9 | 17341.2 | 4625924 | 18257.8 | 58711.3 | 213778 | 398580 | 18596.7 | 316528 | 342819 | 89523.4 | 23517.9 | 98773 | 391785 | 7252290
2046-12-01 | 302826 | 203071 | 5828.99 | 106371 | 41328.1 | 17919.2 | 4780122 | 18866.4 | 60668.3 | 220904 | 411866 | 19216.5 | 327079 | 354246 | 92507.6 | 24301.8 | 102065 | 404845 | 7494033
2047-01-01 | 302826 | 203071 | 5828.99 | 106371 | 41328.1 | 17919.2 | 4780122 | 18866.4 | 60668.3 | 220904 | 411866 | 19216.5 | 327079 | 354246 | 92507.6 | 24301.8 | 102065 | 404845 | 7494033
2047-02-01 | 273520 | 183419 | 5264.9 | 96076.8 | 37328.6 | 16185.1 | 4317529 | 17040.7 | 54797.2 | 199527 | 372008 | 17356.9 | 295426 | 319965 | 83555.2 | 21950 | 92188.1 | 365666 | 6768804
2047-03-01 | 302826 | 203071 | 5828.99 | 106371 | 41328.1 | 17919.2 | 4780122 | 18866.4 | 60668.3 | 220904 | 411866 | 19216.5 | 327079 | 354246 | 92507.6 | 24301.8 | 102065 | 404845 | 7494033
2047-04-01 | 293057 | 196521 | 5640.96 | 102939 | 39994.9 | 17341.2 | 4625924 | 18257.8 | 58711.3 | 213778 | 398580 | 18596.7 | 316528 | 342819 | 89523.4 | 23517.9 | 98773 | 391785 | 7252290
2047-05-01 | 302826 | 203071 | 5828.99 | 106371 | 41328.1 | 17919.2 | 4780122 | 18866.4 | 60668.3 | 220904 | 411866 | 19216.5 | 327079 | 354246 | 92507.6 | 24301.8 | 102065 | 404845 | 7494033
2047-06-01 | 293057 | 196521 | 5640.96 | 102939 | 39994.9 | 17341.2 | 4625924 | 18257.8 | 58711.3 | 213778 | 398580 | 18596.7 | 316528 | 342819 | 89523.4 | 23517.9 | 98773 | 391785 | 7252290
2047-07-01 | 302826 | 203071 | 5828.99 | 106371 | 41328.1 | 17919.2 | 4780122 | 18866.4 | 60668.3 | 220904 | 411866 | 19216.5 | 327079 | 354246 | 92507.6 | 24301.8 | 102065 | 404845 | 7494033
2047-08-01 | 302826 | 203071 | 5828.99 | 106371 | 41328.1 | 17919.2 | 4780122 | 18866.4 | 60668.3 | 220904 | 411866 | 19216.5 | 327079 | 354246 | 92507.6 | 24301.8 | 102065 | 404845 | 7494033
2047-09-01 | 295401 | 198093 | 5669.04 | 103969 | 40394.9 | 17479.8 | 4672192 | 18403.6 | 59298.3 | 215916 | 406546 | 18857 | 319693 | 346247 | 90776.8 | 23753.1 | 99760.7 | 395702 | 7328151
2047-10-01 | 305248 | 204696 | 5858.01 | 107434 | 41741.4 | 18062.5 | 4827931 | 19017.1 | 61274.9 | 223113 | 420097 | 19485.6 | 330349 | 357789 | 93802.7 | 24544.9 | 103086 | 408892 | 7572423
2047-11-01 | 295401 | 198093 | 5669.04 | 103969 | 40394.9 | 17479.8 | 4672192 | 18403.6 | 59298.3 | 215916 | 406546 | 18857 | 319693 | 346247 | 90776.8 | 23753.1 | 99760.7 | 395702 | 7328151
2047-12-01 | 305248 | 204696 | 5858.01 | 107434 | 41741.4 | 18062.5 | 4827931 | 19017.1 | 61274.9 | 223113 | 420097 | 19485.6 | 330349 | 357789 | 93802.7 | 24544.9 | 103086 | 408892 | 7572423
2048-01-01 | 305248 | 204696 | 5858.01 | 107434 | 41741.4 | 18062.5 | 4827931 | 19017.1 | 61274.9 | 223113 | 420097 | 19485.6 | 330349 | 357789 | 93802.7 | 24544.9 | 103086 | 408892 | 7572423
2048-02-01 | 275708 | 184886 | 5291.1 | 97037.5 | 37701.9 | 16314.5 | 4360712 | 17176.7 | 55345.1 | 201522 | 379443 | 17599.9 | 298380 | 323164 | 84725 | 22169.6 | 93110 | 369322 | 6839608
2048-03-01 | 305248 | 204696 | 5858.01 | 107434 | 41741.4 | 18062.5 | 4827931 | 19017.1 | 61274.9 | 223113 | 420097 | 19485.6 | 330349 | 357789 | 93802.7 | 24544.9 | 103086 | 408892 | 7572423
2048-04-01 | 295401 | 198093 | 5669.04 | 103969 | 40394.9 | 17479.8 | 4672192 | 18403.6 | 59298.3 | 215916 | 406546 | 18857 | 319693 | 346247 | 90776.8 | 23753.1 | 99760.7 | 395702 | 7328151
2048-05-01 | 305248 | 204696 | 5858.01 | 107434 | 41741.4 | 18062.5 | 4827931 | 19017.1 | 61274.9 | 223113 | 420097 | 19485.6 | 330349 | 357789 | 93802.7 | 24544.9 | 103086 | 408892 | 7572423
2048-06-01 | 295401 | 198093 | 5669.04 | 103969 | 40394.9 | 17479.8 | 4672192 | 18403.6 | 59298.3 | 215916 | 406546 | 18857 | 319693 | 346247 | 90776.8 | 23753.1 | 99760.7 | 395702 | 7328151
2048-07-01 | 305248 | 204696 | 5858.01 | 107434 | 41741.4 | 18062.5 | 4827931 | 19017.1 | 61274.9 | 223113 | 420097 | 19485.6 | 330349 | 357789 | 93802.7 | 24544.9 | 103086 | 408892 | 7572423
2048-08-01 | 305248 | 204696 | 5858.01 | 107434 | 41741.4 | 18062.5 | 4827931 | 19017.1 | 61274.9 | 223113 | 420097 | 19485.6 | 330349 | 357789 | 93802.7 | 24544.9 | 103086 | 408892 | 7572423
2048-09-01 | 297745 | 199664 | 5697.12 | 104998 | 40794.8 | 17618.4 | 4718459 | 18549.4 | 59885.3 | 218054 | 414511 | 19121 | 322857 | 349675 | 92047.6 | 23988.3 | 100748 | 399619 | 7404033
2048-10-01 | 307670 | 206320 | 5887.02 | 108498 | 42154.7 | 18205.7 | 4875741 | 19167.8 | 61881.5 | 225322 | 428328 | 19758.4 | 333619 | 361331 | 95115.9 | 24787.9 | 104107 | 412940 | 7650834
2048-11-01 | 297745 | 199664 | 5697.12 | 104998 | 40794.8 | 17618.4 | 4718459 | 18549.4 | 59885.3 | 218054 | 414511 | 19121 | 322857 | 349675 | 92047.6 | 23988.3 | 100748 | 399619 | 7404033
2048-12-01 | 307670 | 206320 | 5887.02 | 108498 | 42154.7 | 18205.7 | 4875741 | 19167.8 | 61881.5 | 225322 | 428328 | 19758.4 | 333619 | 361331 | 95115.9 | 24787.9 | 104107 | 412940 | 7650834
2049-01-01 | 307670 | 206320 | 5887.02 | 108498 | 42154.7 | 18205.7 | 4875741 | 19167.8 | 61881.5 | 225322 | 428328 | 19758.4 | 333619 | 361331 | 95115.9 | 24787.9 | 104107 | 412940 | 7650834
2049-02-01 | 277895 | 186353 | 5317.31 | 97998.2 | 38075.2 | 16443.8 | 4403895 | 17312.8 | 55893 | 203517 | 386877 | 17846.3 | 301333 | 326363 | 85911.1 | 22389.1 | 94031.9 | 372978 | 6910431
2049-03-01 | 307670 | 206320 | 5887.02 | 108498 | 42154.7 | 18205.7 | 4875741 | 19167.8 | 61881.5 | 225322 | 428328 | 19758.4 | 333619 | 361331 | 95115.9 | 24787.9 | 104107 | 412940 | 7650834
2049-04-01 | 297745 | 199664 | 5697.12 | 104998 | 40794.8 | 17618.4 | 4718459 | 18549.4 | 59885.3 | 218054 | 414511 | 19121 | 322857 | 349675 | 92047.6 | 23988.3 | 100748 | 399619 | 7404033
2049-05-01 | 307670 | 206320 | 5887.02 | 108498 | 42154.7 | 18205.7 | 4875741 | 19167.8 | 61881.5 | 225322 | 428328 | 19758.4 | 333619 | 361331 | 95115.9 | 24787.9 | 104107 | 412940 | 7650834
2049-06-01 | 297745 | 199664 | 5697.12 | 104998 | 40794.8 | 17618.4 | 4718459 | 18549.4 | 59885.3 | 218054 | 414511 | 19121 | 322857 | 349675 | 92047.6 | 23988.3 | 100748 | 399619 | 7404033
2049-07-01 | 307670 | 206320 | 5887.02 | 108498 | 42154.7 | 18205.7 | 4875741 | 19167.8 | 61881.5 | 225322 | 428328 | 19758.4 | 333619 | 361331 | 95115.9 | 24787.9 | 104107 | 412940 | 7650834
2049-08-01 | 307670 | 206320 | 5887.02 | 108498 | 42154.7 | 18205.7 | 4875741 | 19167.8 | 61881.5 | 225322 | 428328 | 19758.4 | 333619 | 361331 | 95115.9 | 24787.9 | 104107 | 412940 | 7650834
2049-09-01 | 300089 | 201236 | 5725.2 | 106027 | 41194.8 | 17757 | 4764726 | 18695.2 | 60472.3 | 220192 | 422476 | 19388.7 | 326022 | 353103 | 93336.3 | 24223.5 | 101736 | 403537 | 7479937
2049-10-01 | 310092 | 207944 | 5916.04 | 109562 | 42568 | 18348.9 | 4923550 | 19318.4 | 62488.1 | 227531 | 436559 | 20035 | 336889 | 364873 | 96447.5 | 25030.9 | 105127 | 416988 | 7729268
2049-11-01 | 300089 | 201236 | 5725.2 | 106027 | 41194.8 | 17757 | 4764726 | 18695.2 | 60472.3 | 220192 | 422476 | 19388.7 | 326022 | 353103 | 93336.3 | 24223.5 | 101736 | 403537 | 7479937
2049-12-01 | 310092 | 207944 | 5916.04 | 109562 | 42568 | 18348.9 | 4923550 | 19318.4 | 62488.1 | 227531 | 436559 | 20035 | 336889 | 364873 | 96447.5 | 25030.9 | 105127 | 416988 | 7729268
2050-01-01 | 310092 | 207944 | 5916.04 | 109562 | 42568 | 18348.9 | 4923550 | 19318.4 | 62488.1 | 227531 | 436559 | 20035 | 336889 | 364873 | 96447.5 | 25030.9 | 105127 | 416988 | 7729268
2050-02-01 | 280083 | 187820 | 5343.52 | 98958.9 | 38448.5 | 16573.2 | 4447078 | 17448.9 | 56440.8 | 205512 | 394311 | 18096.1 | 304287 | 329563 | 87113.9 | 22608.6 | 94953.7 | 376634 | 6981274
2050-03-01 | 310092 | 207944 | 5916.04 | 109562 | 42568 | 18348.9 | 4923550 | 19318.4 | 62488.1 | 227531 | 436559 | 20035 | 336889 | 364873 | 96447.5 | 25030.9 | 105127 | 416988 | 7729268
2050-04-01 | 300089 | 201236 | 5725.2 | 106027 | 41194.8 | 17757 | 4764726 | 18695.2 | 60472.3 | 220192 | 422476 | 19388.7 | 326022 | 353103 | 93336.3 | 24223.5 | 101736 | 403537 | 7479937
2050-05-01 | 310092 | 207944 | 5916.04 | 109562 | 42568 | 18348.9 | 4923550 | 19318.4 | 62488.1 | 227531 | 436559 | 20035 | 336889 | 364873 | 96447.5 | 25030.9 | 105127 | 416988 | 7729268
2050-06-01 | 300089 | 201236 | 5725.2 | 106027 | 41194.8 | 17757 | 4764726 | 18695.2 | 60472.3 | 220192 | 422476 | 19388.7 | 326022 | 353103 | 93336.3 | 24223.5 | 101736 | 403537 | 7479937
2050-07-01 | 310092 | 207944 | 5916.04 | 109562 | 42568 | 18348.9 | 4923550 | 19318.4 | 62488.1 | 227531 | 436559 | 20035 | 336889 | 364873 | 96447.5 | 25030.9 | 105127 | 416988 | 7729268
2050-08-01 | 310092 | 207944 | 5916.04 | 109562 | 42568 | 18348.9 | 4923550 | 19318.4 | 62488.1 | 227531 | 436559 | 20035 | 336889 | 364873 | 96447.5 | 25030.9 | 105127 | 416988 | 7729268
2050-09-01 | 300089 | 201236 | 5725.2 | 106027 | 41194.8 | 17757 | 4764726 | 18695.2 | 60472.3 | 220192 | 422476 | 19660.1 | 326022 | 353103 | 94643 | 24223.5 | 101736 | 403537 | 7481515
2050-10-01 | 310092 | 207944 | 5916.04 | 109562 | 42568 | 18348.9 | 4923550 | 19318.4 | 62488.1 | 227531 | 436559 | 20315.5 | 336889 | 364873 | 97797.8 | 25030.9 | 105127 | 416988 | 7730899
2050-11-01 | 300089 | 201236 | 5725.2 | 106027 | 41194.8 | 17757 | 4764726 | 18695.2 | 60472.3 | 220192 | 422476 | 19660.1 | 326022 | 353103 | 94643 | 24223.5 | 101736 | 403537 | 7481515
2050-12-01 | 310092 | 207944 | 5916.04 | 109562 | 42568 | 18348.9 | 4923550 | 19318.4 | 62488.1 | 227531 | 436559 | 20315.5 | 336889 | 364873 | 97797.8 | 25030.9 | 105127 | 416988 | 7730899
2051-01-01 | 310092 | 207944 | 5916.04 | 109562 | 42568 | 18348.9 | 4923550 | 19318.4 | 62488.1 | 227531 | 436559 | 20315.5 | 336889 | 364873 | 97797.8 | 25030.9 | 105127 | 416988 | 7730899
2051-02-01 | 280083 | 187820 | 5343.52 | 98958.9 | 38448.5 | 16573.2 | 4447078 | 17448.9 | 56440.8 | 205512 | 394311 | 18349.5 | 304287 | 329563 | 88333.5 | 22608.6 | 94953.7 | 376634 | 6982747
2051-03-01 | 310092 | 207944 | 5916.04 | 109562 | 42568 | 18348.9 | 4923550 | 19318.4 | 62488.1 | 227531 | 436559 | 20315.5 | 336889 | 364873 | 97797.8 | 25030.9 | 105127 | 416988 | 7730899
2051-04-01 | 300089 | 201236 | 5725.2 | 106027 | 41194.8 | 17757 | 4764726 | 18695.2 | 60472.3 | 220192 | 422476 | 19660.1 | 326022 | 353103 | 94643 | 24223.5 | 101736 | 403537 | 7481515
2051-05-01 | 310092 | 207944 | 5916.04 | 109562 | 42568 | 18348.9 | 4923550 | 19318.4 | 62488.1 | 227531 | 436559 | 20315.5 | 336889 | 364873 | 97797.8 | 25030.9 | 105127 | 416988 | 7730899
2051-06-01 | 300089 | 201236 | 5725.2 | 106027 | 41194.8 | 17757 | 4764726 | 18695.2 | 60472.3 | 220192 | 422476 | 19660.1 | 326022 | 353103 | 94643 | 24223.5 | 101736 | 403537 | 7481515
2051-07-01 | 310092 | 207944 | 5916.04 | 109562 | 42568 | 18348.9 | 4923550 | 19318.4 | 62488.1 | 227531 | 436559 | 20315.5 | 336889 | 364873 | 97797.8 | 25030.9 | 105127 | 416988 | 7730899
2051-08-01 | 310092 | 207944 | 5916.04 | 109562 | 42568 | 18348.9 | 4923550 | 19318.4 | 62488.1 | 227531 | 436559 | 20315.5 | 336889 | 364873 | 97797.8 | 25030.9 | 105127 | 416988 | 7730899
Sum | 105478485 | 70011111 | 2135484 | 33612724 | 13762770 | 6241653 | 1581269790 | 6593269 | 19172860 | 68229778 | 113396196 | 6374759 | 103869670 | 117078606 | 30687795 | 8093346 | 33992597 | 133792958 | 2453793851

## DomSupplyReq
Supply Requirement (including loss, reuse and DSM)
Levels, Branch: Demand Sites and Catchments, Levels: 1, Scenario: Wastewater Reuse No Desal, All months (12), Tag: Municipal
Cubic Meter
| "AEP Taroudant" | AEP_Aoulouz | AEP_Irherm | "AEP_ouled berhil" | "AEP_SEl Guerdane" | AEP_Taliouine | Agadir | "Ait Baha" | "Ait Iaaza" | Biougra | Drargua | Lakhssass | Lqliaa | "Ouled Teima" | "Sidi Ifni" | Tafraout | Temsia | Tiznit | Sum
2018-09-01 | 365827 | 166006 | 6085.93 | 67028 | 32418.2 | 16443.8 | 3717666 | 18058.4 | 40907.9 | 182583 | 158684 | 12600 | 224894 | 271172 | 60656 | 19886.4 | 77468.3 | 308982 | 5747367
2018-10-01 | 378021 | 171539 | 6288.79 | 69262.3 | 33498.8 | 16991.9 | 3841588 | 18660.4 | 42271.5 | 188669 | 163973 | 13020 | 232390 | 280212 | 62677.9 | 20549.3 | 80050.6 | 319281 | 5938946
2018-11-01 | 365827 | 166006 | 6085.93 | 67028 | 32418.2 | 16443.8 | 3717666 | 18058.4 | 40907.9 | 182583 | 158684 | 12600 | 224894 | 271172 | 60656 | 19886.4 | 77468.3 | 308982 | 5747367
2018-12-01 | 378021 | 171539 | 6288.79 | 69262.3 | 33498.8 | 16991.9 | 3841588 | 18660.4 | 42271.5 | 188669 | 163973 | 13020 | 232390 | 280212 | 62677.9 | 20549.3 | 80050.6 | 319281 | 5938946
2019-01-01 | 378021 | 171539 | 6288.79 | 69262.3 | 33498.8 | 16991.9 | 3841588 | 18660.4 | 42271.5 | 188669 | 163973 | 13020 | 232390 | 280212 | 62677.9 | 20549.3 | 80050.6 | 319281 | 5938946
2019-02-01 | 341439 | 154939 | 5680.2 | 62559.5 | 30257 | 15347.5 | 3469821 | 16854.5 | 38180.7 | 170411 | 148105 | 11760 | 209901 | 253094 | 56612.3 | 18560.7 | 72303.8 | 288383 | 5364209
2019-03-01 | 378021 | 171539 | 6288.79 | 69262.3 | 33498.8 | 16991.9 | 3841588 | 18660.4 | 42271.5 | 188669 | 163973 | 13020 | 232390 | 280212 | 62677.9 | 20549.3 | 80050.6 | 319281 | 5938946
2019-04-01 | 365827 | 166006 | 6085.93 | 67028 | 32418.2 | 16443.8 | 3717666 | 18058.4 | 40907.9 | 182583 | 158684 | 12600 | 224894 | 271172 | 60656 | 19886.4 | 77468.3 | 308982 | 5747367
2019-05-01 | 378021 | 171539 | 6288.79 | 69262.3 | 33498.8 | 16991.9 | 3841588 | 18660.4 | 42271.5 | 188669 | 163973 | 13020 | 232390 | 280212 | 62677.9 | 20549.3 | 80050.6 | 319281 | 5938946
2019-06-01 | 365827 | 166006 | 6085.93 | 67028 | 32418.2 | 16443.8 | 3717666 | 18058.4 | 40907.9 | 182583 | 158684 | 12600 | 224894 | 271172 | 60656 | 19886.4 | 77468.3 | 308982 | 5747367
2019-07-01 | 378021 | 171539 | 6288.79 | 69262.3 | 33498.8 | 16991.9 | 3841588 | 18660.4 | 42271.5 | 188669 | 163973 | 13020 | 232390 | 280212 | 62677.9 | 20549.3 | 80050.6 | 319281 | 5938946
2019-08-01 | 378021 | 171539 | 6288.79 | 69262.3 | 33498.8 | 16991.9 | 3841588 | 18660.4 | 42271.5 | 188669 | 163973 | 13020 | 232390 | 280212 | 62677.9 | 20549.3 | 80050.6 | 319281 | 5938946
2019-09-01 | 371089 | 176898 | 6085.93 | 69709.2 | 33368.4 | 16678.5 | 3794556 | 18374 | 42340.4 | 188970 | 169792 | 12776.4 | 233890 | 279445 | 61505.2 | 20394.9 | 79392.5 | 319361 | 5894626
2019-10-01 | 383458 | 182795 | 6288.79 | 72032.8 | 34480.6 | 17234.4 | 3921041 | 18986.5 | 43751.7 | 195269 | 175452 | 13202.3 | 241687 | 288760 | 63555.4 | 21074.7 | 82039 | 330006 | 6091114
2019-11-01 | 371089 | 176898 | 6085.93 | 69709.2 | 33368.4 | 16678.5 | 3794556 | 18374 | 42340.4 | 188970 | 169792 | 12776.4 | 233890 | 279445 | 61505.2 | 20394.9 | 79392.5 | 319361 | 5894626
2019-12-01 | 383458 | 182795 | 6288.79 | 72032.8 | 34480.6 | 17234.4 | 3921041 | 18986.5 | 43751.7 | 195269 | 175452 | 13202.3 | 241687 | 288760 | 63555.4 | 21074.7 | 82039 | 330006 | 6091114
2020-01-01 | 383458 | 182795 | 6288.79 | 72032.8 | 34480.6 | 17234.4 | 3921041 | 18986.5 | 43751.7 | 195269 | 175452 | 13202.3 | 241687 | 288760 | 63555.4 | 21074.7 | 82039 | 330006 | 6091114
2020-02-01 | 346350 | 165105 | 5680.2 | 65061.9 | 31143.8 | 15566.6 | 3541586 | 17149.1 | 39517.7 | 176372 | 158472 | 11924.7 | 218298 | 260815 | 57404.9 | 19035.2 | 74099.7 | 298070 | 5501651
2020-03-01 | 383458 | 182795 | 6288.79 | 72032.8 | 34480.6 | 17234.4 | 3921041 | 18986.5 | 43751.7 | 195269 | 175452 | 13202.3 | 241687 | 288760 | 63555.4 | 21074.7 | 82039 | 330006 | 6091114
2020-04-01 | 371089 | 176898 | 6085.93 | 69709.2 | 33368.4 | 16678.5 | 3794556 | 18374 | 42340.4 | 188970 | 169792 | 12776.4 | 233890 | 279445 | 61505.2 | 20394.9 | 79392.5 | 319361 | 5894626
2020-05-01 | 383458 | 182795 | 6288.79 | 72032.8 | 34480.6 | 17234.4 | 3921041 | 18986.5 | 43751.7 | 195269 | 175452 | 13202.3 | 241687 | 288760 | 63555.4 | 21074.7 | 82039 | 330006 | 6091114
2020-06-01 | 371089 | 176898 | 6085.93 | 69709.2 | 33368.4 | 16678.5 | 3794556 | 18374 | 42340.4 | 188970 | 169792 | 12776.4 | 233890 | 279445 | 61505.2 | 20394.9 | 79392.5 | 319361 | 5894626
2020-07-01 | 383458 | 182795 | 6288.79 | 72032.8 | 34480.6 | 17234.4 | 3921041 | 18986.5 | 43751.7 | 195269 | 175452 | 13202.3 | 241687 | 288760 | 63555.4 | 21074.7 | 82039 | 330006 | 6091114
2020-08-01 | 383458 | 182795 | 6288.79 | 72032.8 | 34480.6 | 17234.4 | 3921041 | 18986.5 | 43751.7 | 195269 | 175452 | 13202.3 | 241687 | 288760 | 63555.4 | 21074.7 | 82039 | 330006 | 6091114
2020-09-01 | 375650 | 182516 | 6116.74 | 71929.8 | 34062.8 | 16883.1 | 3877691 | 18561.6 | 43689.2 | 196064 | 181278 | 12955.3 | 241341 | 286789 | 62366.3 | 20819.3 | 81045.2 | 327754 | 6037512
2020-10-01 | 388172 | 188600 | 6320.63 | 74327.5 | 35198.3 | 17445.9 | 4006948 | 19180.3 | 45145.5 | 202599 | 187320 | 13387.2 | 249385 | 296349 | 64445.2 | 21513.3 | 83746.7 | 338679 | 6238762
2020-11-01 | 375650 | 182516 | 6116.74 | 71929.8 | 34062.8 | 16883.1 | 3877691 | 18561.6 | 43689.2 | 196064 | 181278 | 12955.3 | 241341 | 286789 | 62366.3 | 20819.3 | 81045.2 | 327754 | 6037512
2020-12-01 | 388172 | 188600 | 6320.63 | 74327.5 | 35198.3 | 17445.9 | 4006948 | 19180.3 | 45145.5 | 202599 | 187320 | 13387.2 | 249385 | 296349 | 64445.2 | 21513.3 | 83746.7 | 338679 | 6238762
2021-01-01 | 388172 | 188600 | 6320.63 | 74327.5 | 35198.3 | 17445.9 | 4006948 | 19180.3 | 45145.5 | 202599 | 187320 | 13387.2 | 249385 | 296349 | 64445.2 | 21513.3 | 83746.7 | 338679 | 6238762
2021-02-01 | 350607 | 170348 | 5708.96 | 67134.5 | 31792 | 15757.5 | 3619179 | 17324.2 | 40776.6 | 182993 | 169193 | 12091.6 | 225251 | 267670 | 58208.5 | 19431.3 | 75642.2 | 305904 | 5635011
2021-03-01 | 388172 | 188600 | 6320.63 | 74327.5 | 35198.3 | 17445.9 | 4006948 | 19180.3 | 45145.5 | 202599 | 187320 | 13387.2 | 249385 | 296349 | 64445.2 | 21513.3 | 83746.7 | 338679 | 6238762
2021-04-01 | 375650 | 182516 | 6116.74 | 71929.8 | 34062.8 | 16883.1 | 3877691 | 18561.6 | 43689.2 | 196064 | 181278 | 12955.3 | 241341 | 286789 | 62366.3 | 20819.3 | 81045.2 | 327754 | 6037512
2021-05-01 | 388172 | 188600 | 6320.63 | 74327.5 | 35198.3 | 17445.9 | 4006948 | 19180.3 | 45145.5 | 202599 | 187320 | 13387.2 | 249385 | 296349 | 64445.2 | 21513.3 | 83746.7 | 338679 | 6238762
2021-06-01 | 375650 | 182516 | 6116.74 | 71929.8 | 34062.8 | 16883.1 | 3877691 | 18561.6 | 43689.2 | 196064 | 181278 | 12955.3 | 241341 | 286789 | 62366.3 | 20819.3 | 81045.2 | 327754 | 6037512
2021-07-01 | 388172 | 188600 | 6320.63 | 74327.5 | 35198.3 | 17445.9 | 4006948 | 19180.3 | 45145.5 | 202599 | 187320 | 13387.2 | 249385 | 296349 | 64445.2 | 21513.3 | 83746.7 | 338679 | 6238762
2021-08-01 | 388172 | 188600 | 6320.63 | 74327.5 | 35198.3 | 17445.9 | 4006948 | 19180.3 | 45145.5 | 202599 | 187320 | 13387.2 | 249385 | 296349 | 64445.2 | 21513.3 | 83746.7 | 338679 | 6238762
2021-09-01 | 380211 | 188217 | 6147.56 | 74150.5 | 34757.3 | 17087.7 | 3960827 | 18749.2 | 45038.1 | 203158 | 192764 | 13136.7 | 248791 | 294133 | 63239.4 | 21243.7 | 82697.8 | 336147 | 6180495
2021-10-01 | 392885 | 194491 | 6352.47 | 76622.2 | 35915.9 | 17657.3 | 4092854 | 19374.2 | 46539.4 | 209930 | 199189 | 13574.6 | 257084 | 303937 | 65347.4 | 21951.8 | 85454.4 | 347352 | 6386512
2021-11-01 | 380211 | 188217 | 6147.56 | 74150.5 | 34757.3 | 17087.7 | 3960827 | 18749.2 | 45038.1 | 203158 | 192764 | 13136.7 | 248791 | 294133 | 63239.4 | 21243.7 | 82697.8 | 336147 | 6180495
2021-12-01 | 392885 | 194491 | 6352.47 | 76622.2 | 35915.9 | 17657.3 | 4092854 | 19374.2 | 46539.4 | 209930 | 199189 | 13574.6 | 257084 | 303937 | 65347.4 | 21951.8 | 85454.4 | 347352 | 6386512
2022-01-01 | 392885 | 194491 | 6352.47 | 76622.2 | 35915.9 | 17657.3 | 4092854 | 19374.2 | 46539.4 | 209930 | 199189 | 13574.6 | 257084 | 303937 | 65347.4 | 21951.8 | 85454.4 | 347352 | 6386512
2022-02-01 | 354864 | 175670 | 5737.72 | 69207.1 | 32440.2 | 15948.5 | 3696771 | 17499.3 | 42035.5 | 189614 | 179913 | 12260.9 | 232205 | 274524 | 59023.5 | 19827.5 | 77184.6 | 313737 | 5768462
2022-03-01 | 392885 | 194491 | 6352.47 | 76622.2 | 35915.9 | 17657.3 | 4092854 | 19374.2 | 46539.4 | 209930 | 199189 | 13574.6 | 257084 | 303937 | 65347.4 | 21951.8 | 85454.4 | 347352 | 6386512
2022-04-01 | 380211 | 188217 | 6147.56 | 74150.5 | 34757.3 | 17087.7 | 3960827 | 18749.2 | 45038.1 | 203158 | 192764 | 13136.7 | 248791 | 294133 | 63239.4 | 21243.7 | 82697.8 | 336147 | 6180495
2022-05-01 | 392885 | 194491 | 6352.47 | 76622.2 | 35915.9 | 17657.3 | 4092854 | 19374.2 | 46539.4 | 209930 | 199189 | 13574.6 | 257084 | 303937 | 65347.4 | 21951.8 | 85454.4 | 347352 | 6386512
2022-06-01 | 380211 | 188217 | 6147.56 | 74150.5 | 34757.3 | 17087.7 | 3960827 | 18749.2 | 45038.1 | 203158 | 192764 | 13136.7 | 248791 | 294133 | 63239.4 | 21243.7 | 82697.8 | 336147 | 6180495
2022-07-01 | 392885 | 194491 | 6352.47 | 76622.2 | 35915.9 | 17657.3 | 4092854 | 19374.2 | 46539.4 | 209930 | 199189 | 13574.6 | 257084 | 303937 | 65347.4 | 21951.8 | 85454.4 | 347352 | 6386512
2022-08-01 | 392885 | 194491 | 6352.47 | 76622.2 | 35915.9 | 17657.3 | 4092854 | 19374.2 | 46539.4 | 209930 | 199189 | 13574.6 | 257084 | 303937 | 65347.4 | 21951.8 | 85454.4 | 347352 | 6386512
2022-09-01 | 384772 | 194003 | 6178.37 | 76371.1 | 35451.8 | 17292.3 | 4043962 | 18936.8 | 46387 | 210251 | 204250 | 13320.6 | 256241 | 301477 | 64124.8 | 21668.1 | 84350.4 | 344540 | 6323577
2022-10-01 | 397598 | 200469 | 6384.32 | 78916.9 | 36633.5 | 17868.7 | 4178760 | 19568 | 47933.2 | 217260 | 211058 | 13764.6 | 264782 | 311526 | 66262.3 | 22390.4 | 87162.1 | 356025 | 6534363
2022-11-01 | 384772 | 194003 | 6178.37 | 76371.1 | 35451.8 | 17292.3 | 4043962 | 18936.8 | 46387 | 210251 | 204250 | 13320.6 | 256241 | 301477 | 64124.8 | 21668.1 | 84350.4 | 344540 | 6323577
2022-12-01 | 397598 | 200469 | 6384.32 | 78916.9 | 36633.5 | 17868.7 | 4178760 | 19568 | 47933.2 | 217260 | 211058 | 13764.6 | 264782 | 311526 | 66262.3 | 22390.4 | 87162.1 | 356025 | 6534363
2023-01-01 | 397598 | 200469 | 6384.32 | 78916.9 | 36633.5 | 17868.7 | 4178760 | 19568 | 47933.2 | 217260 | 211058 | 13764.6 | 264782 | 311526 | 66262.3 | 22390.4 | 87162.1 | 356025 | 6534363
2023-02-01 | 359121 | 181069 | 5766.48 | 71279.7 | 33088.3 | 16139.5 | 3774364 | 17674.4 | 43294.5 | 196235 | 190633 | 12432.6 | 239158 | 281379 | 59849.8 | 20223.6 | 78727 | 321571 | 5902005
2023-03-01 | 397598 | 200469 | 6384.32 | 78916.9 | 36633.5 | 17868.7 | 4178760 | 19568 | 47933.2 | 217260 | 211058 | 13764.6 | 264782 | 311526 | 66262.3 | 22390.4 | 87162.1 | 356025 | 6534363
2023-04-01 | 384772 | 194003 | 6178.37 | 76371.1 | 35451.8 | 17292.3 | 4043962 | 18936.8 | 46387 | 210251 | 204250 | 13320.6 | 256241 | 301477 | 64124.8 | 21668.1 | 84350.4 | 344540 | 6323577
2023-05-01 | 397598 | 200469 | 6384.32 | 78916.9 | 36633.5 | 17868.7 | 4178760 | 19568 | 47933.2 | 217260 | 211058 | 13764.6 | 264782 | 311526 | 66262.3 | 22390.4 | 87162.1 | 356025 | 6534363
2023-06-01 | 384772 | 194003 | 6178.37 | 76371.1 | 35451.8 | 17292.3 | 4043962 | 18936.8 | 46387 | 210251 | 204250 | 13320.6 | 256241 | 301477 | 64124.8 | 21668.1 | 84350.4 | 344540 | 6323577
2023-07-01 | 397598 | 200469 | 6384.32 | 78916.9 | 36633.5 | 17868.7 | 4178760 | 19568 | 47933.2 | 217260 | 211058 | 13764.6 | 264782 | 311526 | 66262.3 | 22390.4 | 87162.1 | 356025 | 6534363
2023-08-01 | 397598 | 200469 | 6384.32 | 78916.9 | 36633.5 | 17868.7 | 4178760 | 19568 | 47933.2 | 217260 | 211058 | 13764.6 | 264782 | 311526 | 66262.3 | 22390.4 | 87162.1 | 356025 | 6534363
2023-09-01 | 389333 | 199872 | 6209.19 | 78591.8 | 36146.3 | 17496.9 | 4127097 | 19124.4 | 47735.8 | 217345 | 215735 | 13507.1 | 263691 | 308821 | 65022.5 | 22092.6 | 86003 | 352933 | 6466758
2023-10-01 | 402311 | 206534 | 6416.16 | 81211.5 | 37351.2 | 18080.1 | 4264667 | 19761.9 | 49327 | 224590 | 222927 | 13957.3 | 272481 | 319115 | 67189.9 | 22829 | 88869.8 | 364698 | 6682316
2023-11-01 | 389333 | 199872 | 6209.19 | 78591.8 | 36146.3 | 17496.9 | 4127097 | 19124.4 | 47735.8 | 217345 | 215735 | 13507.1 | 263691 | 308821 | 65022.5 | 22092.6 | 86003 | 352933 | 6466758
2023-12-01 | 402311 | 206534 | 6416.16 | 81211.5 | 37351.2 | 18080.1 | 4264667 | 19761.9 | 49327 | 224590 | 222927 | 13957.3 | 272481 | 319115 | 67189.9 | 22829 | 88869.8 | 364698 | 6682316
2024-01-01 | 402311 | 206534 | 6416.16 | 81211.5 | 37351.2 | 18080.1 | 4264667 | 19761.9 | 49327 | 224590 | 222927 | 13957.3 | 272481 | 319115 | 67189.9 | 22829 | 88869.8 | 364698 | 6682316
2024-02-01 | 363378 | 186547 | 5795.24 | 73352.4 | 33736.5 | 16330.5 | 3851957 | 17849.5 | 44553.4 | 202855 | 201353 | 12606.6 | 246112 | 288233 | 60687.7 | 20619.7 | 80269.5 | 329405 | 6035640
2024-03-01 | 402311 | 206534 | 6416.16 | 81211.5 | 37351.2 | 18080.1 | 4264667 | 19761.9 | 49327 | 224590 | 222927 | 13957.3 | 272481 | 319115 | 67189.9 | 22829 | 88869.8 | 364698 | 6682316
2024-04-01 | 389333 | 199872 | 6209.19 | 78591.8 | 36146.3 | 17496.9 | 4127097 | 19124.4 | 47735.8 | 217345 | 215735 | 13507.1 | 263691 | 308821 | 65022.5 | 22092.6 | 86003 | 352933 | 6466758
2024-05-01 | 402311 | 206534 | 6416.16 | 81211.5 | 37351.2 | 18080.1 | 4264667 | 19761.9 | 49327 | 224590 | 222927 | 13957.3 | 272481 | 319115 | 67189.9 | 22829 | 88869.8 | 364698 | 6682316
2024-06-01 | 389333 | 199872 | 6209.19 | 78591.8 | 36146.3 | 17496.9 | 4127097 | 19124.4 | 47735.8 | 217345 | 215735 | 13507.1 | 263691 | 308821 | 65022.5 | 22092.6 | 86003 | 352933 | 6466758
2024-07-01 | 402311 | 206534 | 6416.16 | 81211.5 | 37351.2 | 18080.1 | 4264667 | 19761.9 | 49327 | 224590 | 222927 | 13957.3 | 272481 | 319115 | 67189.9 | 22829 | 88869.8 | 364698 | 6682316
2024-08-01 | 402311 | 206534 | 6416.16 | 81211.5 | 37351.2 | 18080.1 | 4264667 | 19761.9 | 49327 | 224590 | 222927 | 13957.3 | 272481 | 319115 | 67189.9 | 22829 | 88869.8 | 364698 | 6682316
2024-09-01 | 393894 | 205824 | 6240 | 80812.5 | 36840.8 | 17701.5 | 4210232 | 19312 | 49084.7 | 224439 | 227221 | 13696.2 | 271142 | 316165 | 65932.8 | 22517 | 87655.6 | 361327 | 6610037
2024-10-01 | 407024 | 212685 | 6448 | 83506.2 | 38068.8 | 18291.6 | 4350573 | 19955.7 | 50720.8 | 231920 | 234795 | 14152.7 | 280180 | 326704 | 68130.6 | 23267.5 | 90577.5 | 373371 | 6830371
2024-11-01 | 393894 | 205824 | 6240 | 80812.5 | 36840.8 | 17701.5 | 4210232 | 19312 | 49084.7 | 224439 | 227221 | 13696.2 | 271142 | 316165 | 65932.8 | 22517 | 87655.6 | 361327 | 6610037
2024-12-01 | 407024 | 212685 | 6448 | 83506.2 | 38068.8 | 18291.6 | 4350573 | 19955.7 | 50720.8 | 231920 | 234795 | 14152.7 | 280180 | 326704 | 68130.6 | 23267.5 | 90577.5 | 373371 | 6830371
2025-01-01 | 407024 | 212685 | 6448 | 83506.2 | 38068.8 | 18291.6 | 4350573 | 19955.7 | 50720.8 | 231920 | 234795 | 14152.7 | 280180 | 326704 | 68130.6 | 23267.5 | 90577.5 | 373371 | 6830371
2025-02-01 | 367635 | 192102 | 5824 | 75425 | 34384.7 | 16521.4 | 3929550 | 18024.5 | 45812.4 | 209476 | 212073 | 12783.1 | 253065 | 295087 | 61537.3 | 21015.8 | 81811.9 | 337238 | 6169368
2025-03-01 | 407024 | 212685 | 6448 | 83506.2 | 38068.8 | 18291.6 | 4350573 | 19955.7 | 50720.8 | 231920 | 234795 | 14152.7 | 280180 | 326704 | 68130.6 | 23267.5 | 90577.5 | 373371 | 6830371
2025-04-01 | 393894 | 205824 | 6240 | 80812.5 | 36840.8 | 17701.5 | 4210232 | 19312 | 49084.7 | 224439 | 227221 | 13696.2 | 271142 | 316165 | 65932.8 | 22517 | 87655.6 | 361327 | 6610037
2025-05-01 | 407024 | 212685 | 6448 | 83506.2 | 38068.8 | 18291.6 | 4350573 | 19955.7 | 50720.8 | 231920 | 234795 | 14152.7 | 280180 | 326704 | 68130.6 | 23267.5 | 90577.5 | 373371 | 6830371
2025-06-01 | 393894 | 205824 | 6240 | 80812.5 | 36840.8 | 17701.5 | 4210232 | 19312 | 49084.7 | 224439 | 227221 | 13696.2 | 271142 | 316165 | 65932.8 | 22517 | 87655.6 | 361327 | 6610037
2025-07-01 | 407024 | 212685 | 6448 | 83506.2 | 38068.8 | 18291.6 | 4350573 | 19955.7 | 50720.8 | 231920 | 234795 | 14152.7 | 280180 | 326704 | 68130.6 | 23267.5 | 90577.5 | 373371 | 6830371
2025-08-01 | 407024 | 212685 | 6448 | 83506.2 | 38068.8 | 18291.6 | 4350573 | 19955.7 | 50720.8 | 231920 | 234795 | 14152.7 | 280180 | 326704 | 68130.6 | 23267.5 | 90577.5 | 373371 | 6830371
2025-09-01 | 398736 | 208354 | 6271.41 | 83386.5 | 37607.7 | 17919.3 | 4302422 | 19509 | 50648 | 232863 | 242591 | 13887.9 | 278268 | 324475 | 66855.9 | 22986.2 | 89480.3 | 370823 | 6767084
2025-10-01 | 412027 | 215299 | 6480.45 | 86166.1 | 38861.3 | 18516.7 | 4445837 | 20159.3 | 52336.3 | 240626 | 250678 | 14350.9 | 287543 | 335290 | 69084.4 | 23752.4 | 92463 | 383184 | 6992654
2025-11-01 | 398736 | 208354 | 6271.41 | 83386.5 | 37607.7 | 17919.3 | 4302422 | 19509 | 50648 | 232863 | 242591 | 13887.9 | 278268 | 324475 | 66855.9 | 22986.2 | 89480.3 | 370823 | 6767084
2025-12-01 | 412027 | 215299 | 6480.45 | 86166.1 | 38861.3 | 18516.7 | 4445837 | 20159.3 | 52336.3 | 240626 | 250678 | 14350.9 | 287543 | 335290 | 69084.4 | 23752.4 | 92463 | 383184 | 6992654
2026-01-01 | 412027 | 215299 | 6480.45 | 86166.1 | 38861.3 | 18516.7 | 4445837 | 20159.3 | 52336.3 | 240626 | 250678 | 14350.9 | 287543 | 335290 | 69084.4 | 23752.4 | 92463 | 383184 | 6992654
2026-02-01 | 372153 | 194464 | 5853.31 | 77827.4 | 35100.5 | 16724.7 | 4015594 | 18208.4 | 47271.5 | 217339 | 226419 | 12962.1 | 259716 | 302843 | 62398.8 | 21453.7 | 83514.9 | 346101 | 6315945
2026-03-01 | 412027 | 215299 | 6480.45 | 86166.1 | 38861.3 | 18516.7 | 4445837 | 20159.3 | 52336.3 | 240626 | 250678 | 14350.9 | 287543 | 335290 | 69084.4 | 23752.4 | 92463 | 383184 | 6992654
2026-04-01 | 398736 | 208354 | 6271.41 | 83386.5 | 37607.7 | 17919.3 | 4302422 | 19509 | 50648 | 232863 | 242591 | 13887.9 | 278268 | 324475 | 66855.9 | 22986.2 | 89480.3 | 370823 | 6767084
2026-05-01 | 412027 | 215299 | 6480.45 | 86166.1 | 38861.3 | 18516.7 | 4445837 | 20159.3 | 52336.3 | 240626 | 250678 | 14350.9 | 287543 | 335290 | 69084.4 | 23752.4 | 92463 | 383184 | 6992654
2026-06-01 | 398736 | 208354 | 6271.41 | 83386.5 | 37607.7 | 17919.3 | 4302422 | 19509 | 50648 | 232863 | 242591 | 13887.9 | 278268 | 324475 | 66855.9 | 22986.2 | 89480.3 | 370823 | 6767084
2026-07-01 | 412027 | 215299 | 6480.45 | 86166.1 | 38861.3 | 18516.7 | 4445837 | 20159.3 | 52336.3 | 240626 | 250678 | 14350.9 | 287543 | 335290 | 69084.4 | 23752.4 | 92463 | 383184 | 6992654
2026-08-01 | 412027 | 215299 | 6480.45 | 86166.1 | 38861.3 | 18516.7 | 4445837 | 20159.3 | 52336.3 | 240626 | 250678 | 14350.9 | 287543 | 335290 | 69084.4 | 23752.4 | 92463 | 383184 | 6992654
2026-09-01 | 403577 | 210884 | 6302.81 | 85960.6 | 38374.6 | 18137.2 | 4394613 | 19705.9 | 52211.4 | 241288 | 257961 | 14082.4 | 285394 | 332784 | 67791.9 | 23455.3 | 91305 | 380319 | 6924147
2026-10-01 | 417030 | 217913 | 6512.91 | 88825.9 | 39653.8 | 18741.7 | 4541100 | 20362.8 | 53951.8 | 249331 | 266560 | 14551.8 | 294907 | 343877 | 70051.6 | 24237.2 | 94348.5 | 392997 | 7154952
2026-11-01 | 403577 | 210884 | 6302.81 | 85960.6 | 38374.6 | 18137.2 | 4394613 | 19705.9 | 52211.4 | 241288 | 257961 | 14082.4 | 285394 | 332784 | 67791.9 | 23455.3 | 91305 | 380319 | 6924147
2026-12-01 | 417030 | 217913 | 6512.91 | 88825.9 | 39653.8 | 18741.7 | 4541100 | 20362.8 | 53951.8 | 249331 | 266560 | 14551.8 | 294907 | 343877 | 70051.6 | 24237.2 | 94348.5 | 392997 | 7154952
2027-01-01 | 417030 | 217913 | 6512.91 | 88825.9 | 39653.8 | 18741.7 | 4541100 | 20362.8 | 53951.8 | 249331 | 266560 | 14551.8 | 294907 | 343877 | 70051.6 | 24237.2 | 94348.5 | 392997 | 7154952
2027-02-01 | 376672 | 196825 | 5882.63 | 80229.9 | 35816.3 | 16928 | 4101639 | 18392.2 | 48730.6 | 225202 | 240764 | 13143.5 | 266367 | 310598 | 63272.4 | 21891.7 | 85218 | 354965 | 6462537
2027-03-01 | 417030 | 217913 | 6512.91 | 88825.9 | 39653.8 | 18741.7 | 4541100 | 20362.8 | 53951.8 | 249331 | 266560 | 14551.8 | 294907 | 343877 | 70051.6 | 24237.2 | 94348.5 | 392997 | 7154952
2027-04-01 | 403577 | 210884 | 6302.81 | 85960.6 | 38374.6 | 18137.2 | 4394613 | 19705.9 | 52211.4 | 241288 | 257961 | 14082.4 | 285394 | 332784 | 67791.9 | 23455.3 | 91305 | 380319 | 6924147
2027-05-01 | 417030 | 217913 | 6512.91 | 88825.9 | 39653.8 | 18741.7 | 4541100 | 20362.8 | 53951.8 | 249331 | 266560 | 14551.8 | 294907 | 343877 | 70051.6 | 24237.2 | 94348.5 | 392997 | 7154952
2027-06-01 | 403577 | 210884 | 6302.81 | 85960.6 | 38374.6 | 18137.2 | 4394613 | 19705.9 | 52211.4 | 241288 | 257961 | 14082.4 | 285394 | 332784 | 67791.9 | 23455.3 | 91305 | 380319 | 6924147
2027-07-01 | 417030 | 217913 | 6512.91 | 88825.9 | 39653.8 | 18741.7 | 4541100 | 20362.8 | 53951.8 | 249331 | 266560 | 14551.8 | 294907 | 343877 | 70051.6 | 24237.2 | 94348.5 | 392997 | 7154952
2027-08-01 | 417030 | 217913 | 6512.91 | 88825.9 | 39653.8 | 18741.7 | 4541100 | 20362.8 | 53951.8 | 249331 | 266560 | 14551.8 | 294907 | 343877 | 70051.6 | 24237.2 | 94348.5 | 392997 | 7154952
2027-09-01 | 408419 | 213414 | 6334.22 | 88534.6 | 39141.6 | 18355 | 4486803 | 19902.9 | 53774.8 | 249713 | 273331 | 14279.5 | 292520 | 341093 | 68741 | 23924.5 | 93129.7 | 389815 | 7081226
2027-10-01 | 422033 | 220528 | 6545.36 | 91485.8 | 40446.3 | 18966.8 | 4636363 | 20566.3 | 55567.3 | 258036 | 282442 | 14755.5 | 302270 | 352463 | 71032.3 | 24722 | 96234 | 402809 | 7317267
2027-11-01 | 408419 | 213414 | 6334.22 | 88534.6 | 39141.6 | 18355 | 4486803 | 19902.9 | 53774.8 | 249713 | 273331 | 14279.5 | 292520 | 341093 | 68741 | 23924.5 | 93129.7 | 389815 | 7081226
2027-12-01 | 422033 | 220528 | 6545.36 | 91485.8 | 40446.3 | 18966.8 | 4636363 | 20566.3 | 55567.3 | 258036 | 282442 | 14755.5 | 302270 | 352463 | 71032.3 | 24722 | 96234 | 402809 | 7317267
2028-01-01 | 422033 | 220528 | 6545.36 | 91485.8 | 40446.3 | 18966.8 | 4636363 | 20566.3 | 55567.3 | 258036 | 282442 | 14755.5 | 302270 | 352463 | 71032.3 | 24722 | 96234 | 402809 | 7317267
2028-02-01 | 381191 | 199186 | 5911.94 | 82632.3 | 36532.1 | 17131.3 | 4187683 | 18576 | 50189.8 | 233065 | 255109 | 13327.6 | 273018 | 318354 | 64158.2 | 22329.6 | 86921 | 363828 | 6609144
2028-03-01 | 422033 | 220528 | 6545.36 | 91485.8 | 40446.3 | 18966.8 | 4636363 | 20566.3 | 55567.3 | 258036 | 282442 | 14755.5 | 302270 | 352463 | 71032.3 | 24722 | 96234 | 402809 | 7317267
2028-04-01 | 408419 | 213414 | 6334.22 | 88534.6 | 39141.6 | 18355 | 4486803 | 19902.9 | 53774.8 | 249713 | 273331 | 14279.5 | 292520 | 341093 | 68741 | 23924.5 | 93129.7 | 389815 | 7081226
2028-05-01 | 422033 | 220528 | 6545.36 | 91485.8 | 40446.3 | 18966.8 | 4636363 | 20566.3 | 55567.3 | 258036 | 282442 | 14755.5 | 302270 | 352463 | 71032.3 | 24722 | 96234 | 402809 | 7317267
2028-06-01 | 408419 | 213414 | 6334.22 | 88534.6 | 39141.6 | 18355 | 4486803 | 19902.9 | 53774.8 | 249713 | 273331 | 14279.5 | 292520 | 341093 | 68741 | 23924.5 | 93129.7 | 389815 | 7081226
2028-07-01 | 422033 | 220528 | 6545.36 | 91485.8 | 40446.3 | 18966.8 | 4636363 | 20566.3 | 55567.3 | 258036 | 282442 | 14755.5 | 302270 | 352463 | 71032.3 | 24722 | 96234 | 402809 | 7317267
2028-08-01 | 422033 | 220528 | 6545.36 | 91485.8 | 40446.3 | 18966.8 | 4636363 | 20566.3 | 55567.3 | 258036 | 282442 | 14755.5 | 302270 | 352463 | 71032.3 | 24722 | 96234 | 402809 | 7317267
2028-09-01 | 413261 | 215944 | 6365.63 | 91108.7 | 39908.5 | 18572.8 | 4578993 | 20099.8 | 55338.1 | 258137 | 288701 | 14479.4 | 299646 | 349403 | 69703.3 | 24393.7 | 94954.4 | 399312 | 7238321
2028-10-01 | 427036 | 223142 | 6577.82 | 94145.7 | 41238.8 | 19191.9 | 4731626 | 20769.8 | 57182.7 | 266742 | 298325 | 14962.1 | 309634 | 361049 | 72026.8 | 25206.8 | 98119.5 | 412622 | 7479598
2028-11-01 | 413261 | 215944 | 6365.63 | 91108.7 | 39908.5 | 18572.8 | 4578993 | 20099.8 | 55338.1 | 258137 | 288701 | 14479.4 | 299646 | 349403 | 69703.3 | 24393.7 | 94954.4 | 399312 | 7238321
2028-12-01 | 427036 | 223142 | 6577.82 | 94145.7 | 41238.8 | 19191.9 | 4731626 | 20769.8 | 57182.7 | 266742 | 298325 | 14962.1 | 309634 | 361049 | 72026.8 | 25206.8 | 98119.5 | 412622 | 7479598
2029-01-01 | 427036 | 223142 | 6577.82 | 94145.7 | 41238.8 | 19191.9 | 4731626 | 20769.8 | 57182.7 | 266742 | 298325 | 14962.1 | 309634 | 361049 | 72026.8 | 25206.8 | 98119.5 | 412622 | 7479598
2029-02-01 | 385710 | 201547 | 5941.25 | 85034.8 | 37247.9 | 17334.6 | 4273727 | 18759.8 | 51648.9 | 240928 | 269455 | 13514.1 | 279669 | 326109 | 65056.4 | 22767.5 | 88624.1 | 372691 | 6755766
2029-03-01 | 427036 | 223142 | 6577.82 | 94145.7 | 41238.8 | 19191.9 | 4731626 | 20769.8 | 57182.7 | 266742 | 298325 | 14962.1 | 309634 | 361049 | 72026.8 | 25206.8 | 98119.5 | 412622 | 7479598
2029-04-01 | 413261 | 215944 | 6365.63 | 91108.7 | 39908.5 | 18572.8 | 4578993 | 20099.8 | 55338.1 | 258137 | 288701 | 14479.4 | 299646 | 349403 | 69703.3 | 24393.7 | 94954.4 | 399312 | 7238321
2029-05-01 | 427036 | 223142 | 6577.82 | 94145.7 | 41238.8 | 19191.9 | 4731626 | 20769.8 | 57182.7 | 266742 | 298325 | 14962.1 | 309634 | 361049 | 72026.8 | 25206.8 | 98119.5 | 412622 | 7479598
2029-06-01 | 413261 | 215944 | 6365.63 | 91108.7 | 39908.5 | 18572.8 | 4578993 | 20099.8 | 55338.1 | 258137 | 288701 | 14479.4 | 299646 | 349403 | 69703.3 | 24393.7 | 94954.4 | 399312 | 7238321
2029-07-01 | 427036 | 223142 | 6577.82 | 94145.7 | 41238.8 | 19191.9 | 4731626 | 20769.8 | 57182.7 | 266742 | 298325 | 14962.1 | 309634 | 361049 | 72026.8 | 25206.8 | 98119.5 | 412622 | 7479598
2029-08-01 | 427036 | 223142 | 6577.82 | 94145.7 | 41238.8 | 19191.9 | 4731626 | 20769.8 | 57182.7 | 266742 | 298325 | 14962.1 | 309634 | 361049 | 72026.8 | 25206.8 | 98119.5 | 412622 | 7479598
2029-09-01 | 418102 | 218474 | 6397.04 | 93682.8 | 40675.4 | 18790.6 | 4671184 | 20296.8 | 56901.5 | 266562 | 304071 | 14682.1 | 306772 | 357712 | 70679.2 | 24862.9 | 96779 | 408808 | 7395432
2029-10-01 | 432039 | 225756 | 6610.27 | 96805.5 | 42031.3 | 19417 | 4826890 | 20973.3 | 58798.2 | 275447 | 314207 | 15171.6 | 316998 | 369636 | 73035.2 | 25691.7 | 100005 | 422435 | 7641946
2029-11-01 | 418102 | 218474 | 6397.04 | 93682.8 | 40675.4 | 18790.6 | 4671184 | 20296.8 | 56901.5 | 266562 | 304071 | 14682.1 | 306772 | 357712 | 70679.2 | 24862.9 | 96779 | 408808 | 7395432
2029-12-01 | 432039 | 225756 | 6610.27 | 96805.5 | 42031.3 | 19417 | 4826890 | 20973.3 | 58798.2 | 275447 | 314207 | 15171.6 | 316998 | 369636 | 73035.2 | 25691.7 | 100005 | 422435 | 7641946
2030-01-01 | 432039 | 225756 | 6610.27 | 96805.5 | 42031.3 | 19417 | 4826890 | 20973.3 | 58798.2 | 275447 | 314207 | 15171.6 | 316998 | 369636 | 73035.2 | 25691.7 | 100005 | 422435 | 7641946
2030-02-01 | 390229 | 203909 | 5970.57 | 87437.2 | 37963.7 | 17537.9 | 4359771 | 18943.6 | 53108.1 | 248791 | 283800 | 13703.3 | 286320 | 333865 | 65967.2 | 23205.4 | 90327.1 | 381554 | 6902403
2030-03-01 | 432039 | 225756 | 6610.27 | 96805.5 | 42031.3 | 19417 | 4826890 | 20973.3 | 58798.2 | 275447 | 314207 | 15171.6 | 316998 | 369636 | 73035.2 | 25691.7 | 100005 | 422435 | 7641946
2030-04-01 | 418102 | 218474 | 6397.04 | 93682.8 | 40675.4 | 18790.6 | 4671184 | 20296.8 | 56901.5 | 266562 | 304071 | 14682.1 | 306772 | 357712 | 70679.2 | 24862.9 | 96779 | 408808 | 7395432
2030-05-01 | 432039 | 225756 | 6610.27 | 96805.5 | 42031.3 | 19417 | 4826890 | 20973.3 | 58798.2 | 275447 | 314207 | 15171.6 | 316998 | 369636 | 73035.2 | 25691.7 | 100005 | 422435 | 7641946
2030-06-01 | 418102 | 218474 | 6397.04 | 93682.8 | 40675.4 | 18790.6 | 4671184 | 20296.8 | 56901.5 | 266562 | 304071 | 14682.1 | 306772 | 357712 | 70679.2 | 24862.9 | 96779 | 408808 | 7395432
2030-07-01 | 432039 | 225756 | 6610.27 | 96805.5 | 42031.3 | 19417 | 4826890 | 20973.3 | 58798.2 | 275447 | 314207 | 15171.6 | 316998 | 369636 | 73035.2 | 25691.7 | 100005 | 422435 | 7641946
2030-08-01 | 432039 | 225756 | 6610.27 | 96805.5 | 42031.3 | 19417 | 4826890 | 20973.3 | 58798.2 | 275447 | 314207 | 15171.6 | 316998 | 369636 | 73035.2 | 25691.7 | 100005 | 422435 | 7641946
2030-09-01 | 422368 | 220702 | 6429.33 | 95633 | 41304.3 | 18982.5 | 4758378 | 20504.2 | 58086.1 | 275054 | 317247 | 14887.7 | 313158 | 363241 | 71668.7 | 25247 | 98275.3 | 415127 | 7536293
2030-10-01 | 436446 | 228059 | 6643.64 | 98820.8 | 42681.1 | 19615.2 | 4916991 | 21187.7 | 60022.3 | 284222 | 327822 | 15384 | 323596 | 375350 | 74057.6 | 26088.5 | 101551 | 428964 | 7787503
2030-11-01 | 422368 | 220702 | 6429.33 | 95633 | 41304.3 | 18982.5 | 4758378 | 20504.2 | 58086.1 | 275054 | 317247 | 14887.7 | 313158 | 363241 | 71668.7 | 25247 | 98275.3 | 415127 | 7536293
2030-12-01 | 436446 | 228059 | 6643.64 | 98820.8 | 42681.1 | 19615.2 | 4916991 | 21187.7 | 60022.3 | 284222 | 327822 | 15384 | 323596 | 375350 | 74057.6 | 26088.5 | 101551 | 428964 | 7787503
2031-01-01 | 436446 | 228059 | 6643.64 | 98820.8 | 42681.1 | 19615.2 | 4916991 | 21187.7 | 60022.3 | 284222 | 327822 | 15384 | 323596 | 375350 | 74057.6 | 26088.5 | 101551 | 428964 | 7787503
2031-02-01 | 394210 | 205989 | 6000.71 | 89257.5 | 38550.7 | 17717 | 4441153 | 19137.3 | 54213.7 | 256717 | 296097 | 13895.2 | 292281 | 339025 | 66890.8 | 23563.8 | 91723.6 | 387452 | 7033874
2031-03-01 | 436446 | 228059 | 6643.64 | 98820.8 | 42681.1 | 19615.2 | 4916991 | 21187.7 | 60022.3 | 284222 | 327822 | 15384 | 323596 | 375350 | 74057.6 | 26088.5 | 101551 | 428964 | 7787503
2031-04-01 | 422368 | 220702 | 6429.33 | 95633 | 41304.3 | 18982.5 | 4758378 | 20504.2 | 58086.1 | 275054 | 317247 | 14887.7 | 313158 | 363241 | 71668.7 | 25247 | 98275.3 | 415127 | 7536293
2031-05-01 | 436446 | 228059 | 6643.64 | 98820.8 | 42681.1 | 19615.2 | 4916991 | 21187.7 | 60022.3 | 284222 | 327822 | 15384 | 323596 | 375350 | 74057.6 | 26088.5 | 101551 | 428964 | 7787503
2031-06-01 | 422368 | 220702 | 6429.33 | 95633 | 41304.3 | 18982.5 | 4758378 | 20504.2 | 58086.1 | 275054 | 317247 | 14887.7 | 313158 | 363241 | 71668.7 | 25247 | 98275.3 | 415127 | 7536293
2031-07-01 | 436446 | 228059 | 6643.64 | 98820.8 | 42681.1 | 19615.2 | 4916991 | 21187.7 | 60022.3 | 284222 | 327822 | 15384 | 323596 | 375350 | 74057.6 | 26088.5 | 101551 | 428964 | 7787503
2031-08-01 | 436446 | 228059 | 6643.64 | 98820.8 | 42681.1 | 19615.2 | 4916991 | 21187.7 | 60022.3 | 284222 | 327822 | 15384 | 323596 | 375350 | 74057.6 | 26088.5 | 101551 | 428964 | 7787503
2031-09-01 | 426633 | 222931 | 6461.63 | 97583.3 | 41933.2 | 19174.3 | 4845572 | 20711.7 | 59270.7 | 283546 | 330423 | 15096.1 | 319544 | 368771 | 72672.1 | 25631.1 | 99771.5 | 421445 | 7677171
2031-10-01 | 440854 | 230362 | 6677.02 | 100836 | 43330.9 | 19813.5 | 5007092 | 21402.1 | 61246.4 | 292997 | 341437 | 15599.3 | 330195 | 381063 | 75094.5 | 26485.4 | 103097 | 435494 | 7933077
2031-11-01 | 426633 | 222931 | 6461.63 | 97583.3 | 41933.2 | 19174.3 | 4845572 | 20711.7 | 59270.7 | 283546 | 330423 | 15096.1 | 319544 | 368771 | 72672.1 | 25631.1 | 99771.5 | 421445 | 7677171
2031-12-01 | 440854 | 230362 | 6677.02 | 100836 | 43330.9 | 19813.5 | 5007092 | 21402.1 | 61246.4 | 292997 | 341437 | 15599.3 | 330195 | 381063 | 75094.5 | 26485.4 | 103097 | 435494 | 7933077
2032-01-01 | 440854 | 230362 | 6677.02 | 100836 | 43330.9 | 19813.5 | 5007092 | 21402.1 | 61246.4 | 292997 | 341437 | 15599.3 | 330195 | 381063 | 75094.5 | 26485.4 | 103097 | 435494 | 7933077
2032-02-01 | 398191 | 208069 | 6030.85 | 91077.8 | 39137.6 | 17896 | 4522534 | 19330.9 | 55319.3 | 264643 | 308395 | 14089.7 | 298241 | 344186 | 67827.2 | 23922.3 | 93120.1 | 393349 | 7165359
2032-03-01 | 440854 | 230362 | 6677.02 | 100836 | 43330.9 | 19813.5 | 5007092 | 21402.1 | 61246.4 | 292997 | 341437 | 15599.3 | 330195 | 381063 | 75094.5 | 26485.4 | 103097 | 435494 | 7933077
2032-04-01 | 426633 | 222931 | 6461.63 | 97583.3 | 41933.2 | 19174.3 | 4845572 | 20711.7 | 59270.7 | 283546 | 330423 | 15096.1 | 319544 | 368771 | 72672.1 | 25631.1 | 99771.5 | 421445 | 7677171
2032-05-01 | 440854 | 230362 | 6677.02 | 100836 | 43330.9 | 19813.5 | 5007092 | 21402.1 | 61246.4 | 292997 | 341437 | 15599.3 | 330195 | 381063 | 75094.5 | 26485.4 | 103097 | 435494 | 7933077
2032-06-01 | 426633 | 222931 | 6461.63 | 97583.3 | 41933.2 | 19174.3 | 4845572 | 20711.7 | 59270.7 | 283546 | 330423 | 15096.1 | 319544 | 368771 | 72672.1 | 25631.1 | 99771.5 | 421445 | 7677171
2032-07-01 | 440854 | 230362 | 6677.02 | 100836 | 43330.9 | 19813.5 | 5007092 | 21402.1 | 61246.4 | 292997 | 341437 | 15599.3 | 330195 | 381063 | 75094.5 | 26485.4 | 103097 | 435494 | 7933077
2032-08-01 | 440854 | 230362 | 6677.02 | 100836 | 43330.9 | 19813.5 | 5007092 | 21402.1 | 61246.4 | 292997 | 341437 | 15599.3 | 330195 | 381063 | 75094.5 | 26485.4 | 103097 | 435494 | 7933077
2032-09-01 | 430898 | 225160 | 6493.93 | 99533.6 | 42562 | 19366.2 | 4932767 | 20919.2 | 60455.3 | 292037 | 343599 | 15307.5 | 325930 | 374300 | 73689.5 | 26015.1 | 101268 | 427764 | 7818066
2032-10-01 | 445261 | 232665 | 6710.39 | 102851 | 43980.8 | 20011.7 | 5097192 | 21616.5 | 62470.5 | 301772 | 355052 | 15817.7 | 336794 | 386777 | 76145.8 | 26882.3 | 104643 | 442023 | 8078668
2032-11-01 | 430898 | 225160 | 6493.93 | 99533.6 | 42562 | 19366.2 | 4932767 | 20919.2 | 60455.3 | 292037 | 343599 | 15307.5 | 325930 | 374300 | 73689.5 | 26015.1 | 101268 | 427764 | 7818066
2032-12-01 | 445261 | 232665 | 6710.39 | 102851 | 43980.8 | 20011.7 | 5097192 | 21616.5 | 62470.5 | 301772 | 355052 | 15817.7 | 336794 | 386777 | 76145.8 | 26882.3 | 104643 | 442023 | 8078668
2033-01-01 | 445261 | 232665 | 6710.39 | 102851 | 43980.8 | 20011.7 | 5097192 | 21616.5 | 62470.5 | 301772 | 355052 | 15817.7 | 336794 | 386777 | 76145.8 | 26882.3 | 104643 | 442023 | 8078668
2033-02-01 | 402172 | 210149 | 6061 | 92898 | 39724.6 | 18075.1 | 4603916 | 19524.5 | 56425 | 272568 | 320692 | 14287 | 304201 | 349347 | 68776.8 | 24280.8 | 94516.5 | 399247 | 7296861
2033-03-01 | 445261 | 232665 | 6710.39 | 102851 | 43980.8 | 20011.7 | 5097192 | 21616.5 | 62470.5 | 301772 | 355052 | 15817.7 | 336794 | 386777 | 76145.8 | 26882.3 | 104643 | 442023 | 8078668
2033-04-01 | 430898 | 225160 | 6493.93 | 99533.6 | 42562 | 19366.2 | 4932767 | 20919.2 | 60455.3 | 292037 | 343599 | 15307.5 | 325930 | 374300 | 73689.5 | 26015.1 | 101268 | 427764 | 7818066
2033-05-01 | 445261 | 232665 | 6710.39 | 102851 | 43980.8 | 20011.7 | 5097192 | 21616.5 | 62470.5 | 301772 | 355052 | 15817.7 | 336794 | 386777 | 76145.8 | 26882.3 | 104643 | 442023 | 8078668
2033-06-01 | 430898 | 225160 | 6493.93 | 99533.6 | 42562 | 19366.2 | 4932767 | 20919.2 | 60455.3 | 292037 | 343599 | 15307.5 | 325930 | 374300 | 73689.5 | 26015.1 | 101268 | 427764 | 7818066
2033-07-01 | 445261 | 232665 | 6710.39 | 102851 | 43980.8 | 20011.7 | 5097192 | 21616.5 | 62470.5 | 301772 | 355052 | 15817.7 | 336794 | 386777 | 76145.8 | 26882.3 | 104643 | 442023 | 8078668
2033-08-01 | 445261 | 232665 | 6710.39 | 102851 | 43980.8 | 20011.7 | 5097192 | 21616.5 | 62470.5 | 301772 | 355052 | 15817.7 | 336794 | 386777 | 76145.8 | 26882.3 | 104643 | 442023 | 8078668
2033-09-01 | 435163 | 227389 | 6526.22 | 101484 | 43190.9 | 19558 | 5019961 | 21126.6 | 61639.9 | 300529 | 356775 | 15521.8 | 332316 | 379829 | 74721.1 | 26399.2 | 102764 | 434083 | 7958978
2033-10-01 | 449669 | 234968 | 6743.76 | 104867 | 44630.6 | 20210 | 5187293 | 21830.8 | 63694.6 | 310547 | 368667 | 16039.2 | 343393 | 392490 | 77211.8 | 27279.2 | 106189 | 448552 | 8224277
2033-11-01 | 435163 | 227389 | 6526.22 | 101484 | 43190.9 | 19558 | 5019961 | 21126.6 | 61639.9 | 300529 | 356775 | 15521.8 | 332316 | 379829 | 74721.1 | 26399.2 | 102764 | 434083 | 7958978
2033-12-01 | 449669 | 234968 | 6743.76 | 104867 | 44630.6 | 20210 | 5187293 | 21830.8 | 63694.6 | 310547 | 368667 | 16039.2 | 343393 | 392490 | 77211.8 | 27279.2 | 106189 | 448552 | 8224277
2034-01-01 | 449669 | 234968 | 6743.76 | 104867 | 44630.6 | 20210 | 5187293 | 21830.8 | 63694.6 | 310547 | 368667 | 16039.2 | 343393 | 392490 | 77211.8 | 27279.2 | 106189 | 448552 | 8224277
2034-02-01 | 406153 | 212229 | 6091.14 | 94718.3 | 40311.5 | 18254.2 | 4685297 | 19718.2 | 57530.6 | 280494 | 332990 | 14487 | 310162 | 354507 | 69739.7 | 24639.3 | 95913 | 405144 | 7428379
2034-03-01 | 449669 | 234968 | 6743.76 | 104867 | 44630.6 | 20210 | 5187293 | 21830.8 | 63694.6 | 310547 | 368667 | 16039.2 | 343393 | 392490 | 77211.8 | 27279.2 | 106189 | 448552 | 8224277
2034-04-01 | 435163 | 227389 | 6526.22 | 101484 | 43190.9 | 19558 | 5019961 | 21126.6 | 61639.9 | 300529 | 356775 | 15521.8 | 332316 | 379829 | 74721.1 | 26399.2 | 102764 | 434083 | 7958978
2034-05-01 | 449669 | 234968 | 6743.76 | 104867 | 44630.6 | 20210 | 5187293 | 21830.8 | 63694.6 | 310547 | 368667 | 16039.2 | 343393 | 392490 | 77211.8 | 27279.2 | 106189 | 448552 | 8224277
2034-06-01 | 435163 | 227389 | 6526.22 | 101484 | 43190.9 | 19558 | 5019961 | 21126.6 | 61639.9 | 300529 | 356775 | 15521.8 | 332316 | 379829 | 74721.1 | 26399.2 | 102764 | 434083 | 7958978
2034-07-01 | 449669 | 234968 | 6743.76 | 104867 | 44630.6 | 20210 | 5187293 | 21830.8 | 63694.6 | 310547 | 368667 | 16039.2 | 343393 | 392490 | 77211.8 | 27279.2 | 106189 | 448552 | 8224277
2034-08-01 | 449669 | 234968 | 6743.76 | 104867 | 44630.6 | 20210 | 5187293 | 21830.8 | 63694.6 | 310547 | 368667 | 16039.2 | 343393 | 392490 | 77211.8 | 27279.2 | 106189 | 448552 | 8224277
2034-09-01 | 439429 | 229617 | 6558.52 | 103434 | 43819.7 | 19749.9 | 5107156 | 21334.1 | 62824.5 | 309021 | 369951 | 15739.1 | 338702 | 385359 | 75767.2 | 26783.3 | 104260 | 440402 | 8099907
2034-10-01 | 454076 | 237271 | 6777.14 | 106882 | 45280.4 | 20408.2 | 5277394 | 22045.2 | 64918.7 | 319322 | 382282 | 16263.7 | 349992 | 398204 | 78292.8 | 27676.1 | 107736 | 455082 | 8369904
2034-11-01 | 439429 | 229617 | 6558.52 | 103434 | 43819.7 | 19749.9 | 5107156 | 21334.1 | 62824.5 | 309021 | 369951 | 15739.1 | 338702 | 385359 | 75767.2 | 26783.3 | 104260 | 440402 | 8099907
2034-12-01 | 454076 | 237271 | 6777.14 | 106882 | 45280.4 | 20408.2 | 5277394 | 22045.2 | 64918.7 | 319322 | 382282 | 16263.7 | 349992 | 398204 | 78292.8 | 27676.1 | 107736 | 455082 | 8369904
2035-01-01 | 454076 | 237271 | 6777.14 | 106882 | 45280.4 | 20408.2 | 5277394 | 22045.2 | 64918.7 | 319322 | 382282 | 16263.7 | 349992 | 398204 | 78292.8 | 27676.1 | 107736 | 455082 | 8369904
2035-02-01 | 410134 | 214310 | 6121.28 | 96538.5 | 40898.4 | 18433.2 | 4766679 | 19911.8 | 58636.2 | 288420 | 345287 | 14689.8 | 316122 | 359668 | 70716.1 | 24997.7 | 97309.5 | 411041 | 7559913
2035-03-01 | 454076 | 237271 | 6777.14 | 106882 | 45280.4 | 20408.2 | 5277394 | 22045.2 | 64918.7 | 319322 | 382282 | 16263.7 | 349992 | 398204 | 78292.8 | 27676.1 | 107736 | 455082 | 8369904
2035-04-01 | 439429 | 229617 | 6558.52 | 103434 | 43819.7 | 19749.9 | 5107156 | 21334.1 | 62824.5 | 309021 | 369951 | 15739.1 | 338702 | 385359 | 75767.2 | 26783.3 | 104260 | 440402 | 8099907
2035-05-01 | 454076 | 237271 | 6777.14 | 106882 | 45280.4 | 20408.2 | 5277394 | 22045.2 | 64918.7 | 319322 | 382282 | 16263.7 | 349992 | 398204 | 78292.8 | 27676.1 | 107736 | 455082 | 8369904
2035-06-01 | 439429 | 229617 | 6558.52 | 103434 | 43819.7 | 19749.9 | 5107156 | 21334.1 | 62824.5 | 309021 | 369951 | 15739.1 | 338702 | 385359 | 75767.2 | 26783.3 | 104260 | 440402 | 8099907
2035-07-01 | 454076 | 237271 | 6777.14 | 106882 | 45280.4 | 20408.2 | 5277394 | 22045.2 | 64918.7 | 319322 | 382282 | 16263.7 | 349992 | 398204 | 78292.8 | 27676.1 | 107736 | 455082 | 8369904
2035-08-01 | 454076 | 237271 | 6777.14 | 106882 | 45280.4 | 20408.2 | 5277394 | 22045.2 | 64918.7 | 319322 | 382282 | 16263.7 | 349992 | 398204 | 78292.8 | 27676.1 | 107736 | 455082 | 8369904
2035-09-01 | 443912 | 231960 | 6591.7 | 105587 | 44496.9 | 19951.3 | 5186076 | 21551.5 | 64132.3 | 315454 | 385981 | 15959.4 | 345753 | 391315 | 76827.9 | 27197.2 | 105872 | 447208 | 8235825
2035-10-01 | 458709 | 239692 | 6811.43 | 109107 | 45980.1 | 20616.3 | 5358945 | 22269.9 | 66270.1 | 325969 | 398847 | 16491.4 | 357278 | 404359 | 79388.9 | 28103.8 | 109401 | 462115 | 8510352
2035-11-01 | 443912 | 231960 | 6591.7 | 105587 | 44496.9 | 19951.3 | 5186076 | 21551.5 | 64132.3 | 315454 | 385981 | 15959.4 | 345753 | 391315 | 76827.9 | 27197.2 | 105872 | 447208 | 8235825
2035-12-01 | 458709 | 239692 | 6811.43 | 109107 | 45980.1 | 20616.3 | 5358945 | 22269.9 | 66270.1 | 325969 | 398847 | 16491.4 | 357278 | 404359 | 79388.9 | 28103.8 | 109401 | 462115 | 8510352
2036-01-01 | 458709 | 239692 | 6811.43 | 109107 | 45980.1 | 20616.3 | 5358945 | 22269.9 | 66270.1 | 325969 | 398847 | 16491.4 | 357278 | 404359 | 79388.9 | 28103.8 | 109401 | 462115 | 8510352
2036-02-01 | 414318 | 216496 | 6152.26 | 98548.1 | 41530.5 | 18621.2 | 4840337 | 20114.7 | 59856.8 | 294423 | 360249 | 14895.5 | 322702 | 365227 | 71706.1 | 25384.1 | 98813.5 | 417394 | 7686770
2036-03-01 | 458709 | 239692 | 6811.43 | 109107 | 45980.1 | 20616.3 | 5358945 | 22269.9 | 66270.1 | 325969 | 398847 | 16491.4 | 357278 | 404359 | 79388.9 | 28103.8 | 109401 | 462115 | 8510352
2036-04-01 | 443912 | 231960 | 6591.7 | 105587 | 44496.9 | 19951.3 | 5186076 | 21551.5 | 64132.3 | 315454 | 385981 | 15959.4 | 345753 | 391315 | 76827.9 | 27197.2 | 105872 | 447208 | 8235825
2036-05-01 | 458709 | 239692 | 6811.43 | 109107 | 45980.1 | 20616.3 | 5358945 | 22269.9 | 66270.1 | 325969 | 398847 | 16491.4 | 357278 | 404359 | 79388.9 | 28103.8 | 109401 | 462115 | 8510352
2036-06-01 | 443912 | 231960 | 6591.7 | 105587 | 44496.9 | 19951.3 | 5186076 | 21551.5 | 64132.3 | 315454 | 385981 | 15959.4 | 345753 | 391315 | 76827.9 | 27197.2 | 105872 | 447208 | 8235825
2036-07-01 | 458709 | 239692 | 6811.43 | 109107 | 45980.1 | 20616.3 | 5358945 | 22269.9 | 66270.1 | 325969 | 398847 | 16491.4 | 357278 | 404359 | 79388.9 | 28103.8 | 109401 | 462115 | 8510352
2036-08-01 | 458709 | 239692 | 6811.43 | 109107 | 45980.1 | 20616.3 | 5358945 | 22269.9 | 66270.1 | 325969 | 398847 | 16491.4 | 357278 | 404359 | 79388.9 | 28103.8 | 109401 | 462115 | 8510352
2036-09-01 | 448395 | 234302 | 6624.89 | 107740 | 45174.1 | 20152.7 | 5264995 | 21768.9 | 65440.1 | 321886 | 402011 | 16182.9 | 352803 | 397272 | 77903.5 | 27611.1 | 107483 | 454015 | 8371761
2036-10-01 | 463341 | 242113 | 6845.72 | 111332 | 46679.9 | 20824.5 | 5440495 | 22494.5 | 67621.5 | 332615 | 415411 | 16722.3 | 364563 | 410514 | 80500.3 | 28531.5 | 111066 | 469149 | 8650819
2036-11-01 | 448395 | 234302 | 6624.89 | 107740 | 45174.1 | 20152.7 | 5264995 | 21768.9 | 65440.1 | 321886 | 402011 | 16182.9 | 352803 | 397272 | 77903.5 | 27611.1 | 107483 | 454015 | 8371761
2036-12-01 | 463341 | 242113 | 6845.72 | 111332 | 46679.9 | 20824.5 | 5440495 | 22494.5 | 67621.5 | 332615 | 415411 | 16722.3 | 364563 | 410514 | 80500.3 | 28531.5 | 111066 | 469149 | 8650819
2037-01-01 | 463341 | 242113 | 6845.72 | 111332 | 46679.9 | 20824.5 | 5440495 | 22494.5 | 67621.5 | 332615 | 415411 | 16722.3 | 364563 | 410514 | 80500.3 | 28531.5 | 111066 | 469149 | 8650819
2037-02-01 | 418502 | 218682 | 6183.23 | 100558 | 42162.5 | 18809.2 | 4913996 | 20317.6 | 61077.4 | 300427 | 375210 | 15104 | 329283 | 370787 | 72710 | 25770.4 | 100317 | 423747 | 7813643
2037-03-01 | 463341 | 242113 | 6845.72 | 111332 | 46679.9 | 20824.5 | 5440495 | 22494.5 | 67621.5 | 332615 | 415411 | 16722.3 | 364563 | 410514 | 80500.3 | 28531.5 | 111066 | 469149 | 8650819
2037-04-01 | 448395 | 234302 | 6624.89 | 107740 | 45174.1 | 20152.7 | 5264995 | 21768.9 | 65440.1 | 321886 | 402011 | 16182.9 | 352803 | 397272 | 77903.5 | 27611.1 | 107483 | 454015 | 8371761
2037-05-01 | 463341 | 242113 | 6845.72 | 111332 | 46679.9 | 20824.5 | 5440495 | 22494.5 | 67621.5 | 332615 | 415411 | 16722.3 | 364563 | 410514 | 80500.3 | 28531.5 | 111066 | 469149 | 8650819
2037-06-01 | 448395 | 234302 | 6624.89 | 107740 | 45174.1 | 20152.7 | 5264995 | 21768.9 | 65440.1 | 321886 | 402011 | 16182.9 | 352803 | 397272 | 77903.5 | 27611.1 | 107483 | 454015 | 8371761
2037-07-01 | 463341 | 242113 | 6845.72 | 111332 | 46679.9 | 20824.5 | 5440495 | 22494.5 | 67621.5 | 332615 | 415411 | 16722.3 | 364563 | 410514 | 80500.3 | 28531.5 | 111066 | 469149 | 8650819
2037-08-01 | 463341 | 242113 | 6845.72 | 111332 | 46679.9 | 20824.5 | 5440495 | 22494.5 | 67621.5 | 332615 | 415411 | 16722.3 | 364563 | 410514 | 80500.3 | 28531.5 | 111066 | 469149 | 8650819
2037-09-01 | 452877 | 236645 | 6658.07 | 109893 | 45851.2 | 20354.1 | 5343915 | 21986.3 | 66747.9 | 328318 | 418041 | 16409.4 | 359854 | 403228 | 78994.2 | 28025.1 | 109094 | 460822 | 8507714
2037-10-01 | 467973 | 244533 | 6880.01 | 113556 | 47379.6 | 21032.6 | 5522046 | 22719.2 | 68972.8 | 339262 | 431976 | 16956.4 | 371849 | 416669 | 81627.3 | 28959.2 | 112731 | 476183 | 8791305
2037-11-01 | 452877 | 236645 | 6658.07 | 109893 | 45851.2 | 20354.1 | 5343915 | 21986.3 | 66747.9 | 328318 | 418041 | 16409.4 | 359854 | 403228 | 78994.2 | 28025.1 | 109094 | 460822 | 8507714
2037-12-01 | 467973 | 244533 | 6880.01 | 113556 | 47379.6 | 21032.6 | 5522046 | 22719.2 | 68972.8 | 339262 | 431976 | 16956.4 | 371849 | 416669 | 81627.3 | 28959.2 | 112731 | 476183 | 8791305
2038-01-01 | 467973 | 244533 | 6880.01 | 113556 | 47379.6 | 21032.6 | 5522046 | 22719.2 | 68972.8 | 339262 | 431976 | 16956.4 | 371849 | 416669 | 81627.3 | 28959.2 | 112731 | 476183 | 8791305
2038-02-01 | 422686 | 220869 | 6214.2 | 102567 | 42794.5 | 18997.2 | 4987654 | 20520.5 | 62298.1 | 306430 | 390171 | 15315.5 | 335863 | 376346 | 73727.9 | 26156.7 | 101822 | 430101 | 7940534
2038-03-01 | 467973 | 244533 | 6880.01 | 113556 | 47379.6 | 21032.6 | 5522046 | 22719.2 | 68972.8 | 339262 | 431976 | 16956.4 | 371849 | 416669 | 81627.3 | 28959.2 | 112731 | 476183 | 8791305
2038-04-01 | 452877 | 236645 | 6658.07 | 109893 | 45851.2 | 20354.1 | 5343915 | 21986.3 | 66747.9 | 328318 | 418041 | 16409.4 | 359854 | 403228 | 78994.2 | 28025.1 | 109094 | 460822 | 8507714
2038-05-01 | 467973 | 244533 | 6880.01 | 113556 | 47379.6 | 21032.6 | 5522046 | 22719.2 | 68972.8 | 339262 | 431976 | 16956.4 | 371849 | 416669 | 81627.3 | 28959.2 | 112731 | 476183 | 8791305
2038-06-01 | 452877 | 236645 | 6658.07 | 109893 | 45851.2 | 20354.1 | 5343915 | 21986.3 | 66747.9 | 328318 | 418041 | 16409.4 | 359854 | 403228 | 78994.2 | 28025.1 | 109094 | 460822 | 8507714
2038-07-01 | 467973 | 244533 | 6880.01 | 113556 | 47379.6 | 21032.6 | 5522046 | 22719.2 | 68972.8 | 339262 | 431976 | 16956.4 | 371849 | 416669 | 81627.3 | 28959.2 | 112731 | 476183 | 8791305
2038-08-01 | 467973 | 244533 | 6880.01 | 113556 | 47379.6 | 21032.6 | 5522046 | 22719.2 | 68972.8 | 339262 | 431976 | 16956.4 | 371849 | 416669 | 81627.3 | 28959.2 | 112731 | 476183 | 8791305
2038-09-01 | 457360 | 238987 | 6691.26 | 112046 | 46528.4 | 20555.5 | 5422835 | 22203.7 | 68055.7 | 334751 | 434071 | 16639.2 | 366904 | 409184 | 80100.1 | 28439 | 110706 | 467629 | 8643687
2038-10-01 | 472606 | 246954 | 6914.3 | 115781 | 48079.4 | 21240.7 | 5603596 | 22943.8 | 70324.2 | 345909 | 448540 | 17193.8 | 379134 | 422824 | 82770.1 | 29386.9 | 114396 | 483216 | 8931810
2038-11-01 | 457360 | 238987 | 6691.26 | 112046 | 46528.4 | 20555.5 | 5422835 | 22203.7 | 68055.7 | 334751 | 434071 | 16639.2 | 366904 | 409184 | 80100.1 | 28439 | 110706 | 467629 | 8643687
2038-12-01 | 472606 | 246954 | 6914.3 | 115781 | 48079.4 | 21240.7 | 5603596 | 22943.8 | 70324.2 | 345909 | 448540 | 17193.8 | 379134 | 422824 | 82770.1 | 29386.9 | 114396 | 483216 | 8931810
2039-01-01 | 472606 | 246954 | 6914.3 | 115781 | 48079.4 | 21240.7 | 5603596 | 22943.8 | 70324.2 | 345909 | 448540 | 17193.8 | 379134 | 422824 | 82770.1 | 29386.9 | 114396 | 483216 | 8931810
2039-02-01 | 426870 | 223055 | 6245.18 | 104577 | 43426.5 | 19185.2 | 5061313 | 20723.5 | 63518.7 | 312434 | 405133 | 15529.9 | 342444 | 381905 | 74760.1 | 26543 | 103326 | 436454 | 8067441
2039-03-01 | 472606 | 246954 | 6914.3 | 115781 | 48079.4 | 21240.7 | 5603596 | 22943.8 | 70324.2 | 345909 | 448540 | 17193.8 | 379134 | 422824 | 82770.1 | 29386.9 | 114396 | 483216 | 8931810
2039-04-01 | 457360 | 238987 | 6691.26 | 112046 | 46528.4 | 20555.5 | 5422835 | 22203.7 | 68055.7 | 334751 | 434071 | 16639.2 | 366904 | 409184 | 80100.1 | 28439 | 110706 | 467629 | 8643687
2039-05-01 | 472606 | 246954 | 6914.3 | 115781 | 48079.4 | 21240.7 | 5603596 | 22943.8 | 70324.2 | 345909 | 448540 | 17193.8 | 379134 | 422824 | 82770.1 | 29386.9 | 114396 | 483216 | 8931810
2039-06-01 | 457360 | 238987 | 6691.26 | 112046 | 46528.4 | 20555.5 | 5422835 | 22203.7 | 68055.7 | 334751 | 434071 | 16639.2 | 366904 | 409184 | 80100.1 | 28439 | 110706 | 467629 | 8643687
2039-07-01 | 472606 | 246954 | 6914.3 | 115781 | 48079.4 | 21240.7 | 5603596 | 22943.8 | 70324.2 | 345909 | 448540 | 17193.8 | 379134 | 422824 | 82770.1 | 29386.9 | 114396 | 483216 | 8931810
2039-08-01 | 472606 | 246954 | 6914.3 | 115781 | 48079.4 | 21240.7 | 5603596 | 22943.8 | 70324.2 | 345909 | 448540 | 17193.8 | 379134 | 422824 | 82770.1 | 29386.9 | 114396 | 483216 | 8931810
2039-09-01 | 461843 | 241330 | 6724.44 | 114199 | 47205.6 | 20757 | 5501755 | 22421.1 | 69363.5 | 341183 | 450101 | 16872.1 | 373955 | 415141 | 81221.5 | 28852.9 | 112317 | 474436 | 8779678
2039-10-01 | 477238 | 249374 | 6948.59 | 118006 | 48779.1 | 21448.9 | 5685147 | 23168.5 | 71675.6 | 352556 | 465104 | 17434.5 | 386420 | 428979 | 83928.9 | 29814.7 | 116061 | 490250 | 9072334
2039-11-01 | 461843 | 241330 | 6724.44 | 114199 | 47205.6 | 20757 | 5501755 | 22421.1 | 69363.5 | 341183 | 450101 | 16872.1 | 373955 | 415141 | 81221.5 | 28852.9 | 112317 | 474436 | 8779678
2039-12-01 | 477238 | 249374 | 6948.59 | 118006 | 48779.1 | 21448.9 | 5685147 | 23168.5 | 71675.6 | 352556 | 465104 | 17434.5 | 386420 | 428979 | 83928.9 | 29814.7 | 116061 | 490250 | 9072334
2040-01-01 | 477238 | 249374 | 6948.59 | 118006 | 48779.1 | 21448.9 | 5685147 | 23168.5 | 71675.6 | 352556 | 465104 | 17434.5 | 386420 | 428979 | 83928.9 | 29814.7 | 116061 | 490250 | 9072334
2040-02-01 | 431054 | 225241 | 6276.15 | 106586 | 44058.5 | 19373.2 | 5134971 | 20926.4 | 64739.3 | 318437 | 420094 | 15747.3 | 349024 | 387465 | 75806.7 | 26929.4 | 104830 | 442807 | 8194366
2040-03-01 | 477238 | 249374 | 6948.59 | 118006 | 48779.1 | 21448.9 | 5685147 | 23168.5 | 71675.6 | 352556 | 465104 | 17434.5 | 386420 | 428979 | 83928.9 | 29814.7 | 116061 | 490250 | 9072334
2040-04-01 | 461843 | 241330 | 6724.44 | 114199 | 47205.6 | 20757 | 5501755 | 22421.1 | 69363.5 | 341183 | 450101 | 16872.1 | 373955 | 415141 | 81221.5 | 28852.9 | 112317 | 474436 | 8779678
2040-05-01 | 477238 | 249374 | 6948.59 | 118006 | 48779.1 | 21448.9 | 5685147 | 23168.5 | 71675.6 | 352556 | 465104 | 17434.5 | 386420 | 428979 | 83928.9 | 29814.7 | 116061 | 490250 | 9072334
2040-06-01 | 461843 | 241330 | 6724.44 | 114199 | 47205.6 | 20757 | 5501755 | 22421.1 | 69363.5 | 341183 | 450101 | 16872.1 | 373955 | 415141 | 81221.5 | 28852.9 | 112317 | 474436 | 8779678
2040-07-01 | 477238 | 249374 | 6948.59 | 118006 | 48779.1 | 21448.9 | 5685147 | 23168.5 | 71675.6 | 352556 | 465104 | 17434.5 | 386420 | 428979 | 83928.9 | 29814.7 | 116061 | 490250 | 9072334
2040-08-01 | 477238 | 249374 | 6948.59 | 118006 | 48779.1 | 21448.9 | 5685147 | 23168.5 | 71675.6 | 352556 | 465104 | 17434.5 | 386420 | 428979 | 83928.9 | 29814.7 | 116061 | 490250 | 9072334
2040-09-01 | 465598 | 243292 | 6758.52 | 115965 | 47687.2 | 20925.6 | 5557881 | 22603.4 | 70435.5 | 346456 | 459470 | 17108.3 | 379735 | 419376 | 82358.6 | 29147.4 | 113463 | 479276 | 8877536
2040-10-01 | 481118 | 251401 | 6983.8 | 119830 | 49276.8 | 21623.1 | 5743144 | 23356.9 | 72783.4 | 358005 | 474786 | 17678.6 | 392393 | 433355 | 85103.9 | 30119 | 117245 | 495252 | 9173454
2040-11-01 | 465598 | 243292 | 6758.52 | 115965 | 47687.2 | 20925.6 | 5557881 | 22603.4 | 70435.5 | 346456 | 459470 | 17108.3 | 379735 | 419376 | 82358.6 | 29147.4 | 113463 | 479276 | 8877536
2040-12-01 | 481118 | 251401 | 6983.8 | 119830 | 49276.8 | 21623.1 | 5743144 | 23356.9 | 72783.4 | 358005 | 474786 | 17678.6 | 392393 | 433355 | 85103.9 | 30119 | 117245 | 495252 | 9173454
2041-01-01 | 481118 | 251401 | 6983.8 | 119830 | 49276.8 | 21623.1 | 5743144 | 23356.9 | 72783.4 | 358005 | 474786 | 17678.6 | 392393 | 433355 | 85103.9 | 30119 | 117245 | 495252 | 9173454
2041-02-01 | 434558 | 227072 | 6307.95 | 108234 | 44508.1 | 19530.5 | 5187356 | 21096.5 | 65739.8 | 323359 | 428839 | 15967.8 | 354419 | 391417 | 76868 | 27204.3 | 105899 | 447324 | 8285700
2041-03-01 | 481118 | 251401 | 6983.8 | 119830 | 49276.8 | 21623.1 | 5743144 | 23356.9 | 72783.4 | 358005 | 474786 | 17678.6 | 392393 | 433355 | 85103.9 | 30119 | 117245 | 495252 | 9173454
2041-04-01 | 465598 | 243292 | 6758.52 | 115965 | 47687.2 | 20925.6 | 5557881 | 22603.4 | 70435.5 | 346456 | 459470 | 17108.3 | 379735 | 419376 | 82358.6 | 29147.4 | 113463 | 479276 | 8877536
2041-05-01 | 481118 | 251401 | 6983.8 | 119830 | 49276.8 | 21623.1 | 5743144 | 23356.9 | 72783.4 | 358005 | 474786 | 17678.6 | 392393 | 433355 | 85103.9 | 30119 | 117245 | 495252 | 9173454
2041-06-01 | 465598 | 243292 | 6758.52 | 115965 | 47687.2 | 20925.6 | 5557881 | 22603.4 | 70435.5 | 346456 | 459470 | 17108.3 | 379735 | 419376 | 82358.6 | 29147.4 | 113463 | 479276 | 8877536
2041-07-01 | 481118 | 251401 | 6983.8 | 119830 | 49276.8 | 21623.1 | 5743144 | 23356.9 | 72783.4 | 358005 | 474786 | 17678.6 | 392393 | 433355 | 85103.9 | 30119 | 117245 | 495252 | 9173454
2041-08-01 | 481118 | 251401 | 6983.8 | 119830 | 49276.8 | 21623.1 | 5743144 | 23356.9 | 72783.4 | 358005 | 474786 | 17678.6 | 392393 | 433355 | 85103.9 | 30119 | 117245 | 495252 | 9173454
2041-09-01 | 469352 | 245254 | 6792.59 | 117730 | 48168.9 | 21094.2 | 5614007 | 22785.8 | 71507.6 | 351730 | 468840 | 17347.8 | 385515 | 423611 | 83511.6 | 29442 | 114609 | 484116 | 8975414
2041-10-01 | 484997 | 253429 | 7019.01 | 121654 | 49774.5 | 21797.3 | 5801141 | 23545.3 | 73891.2 | 363454 | 484468 | 17926.1 | 398366 | 437731 | 86295.4 | 30423.4 | 118429 | 500254 | 9274594
2041-11-01 | 469352 | 245254 | 6792.59 | 117730 | 48168.9 | 21094.2 | 5614007 | 22785.8 | 71507.6 | 351730 | 468840 | 17347.8 | 385515 | 423611 | 83511.6 | 29442 | 114609 | 484116 | 8975414
2041-12-01 | 484997 | 253429 | 7019.01 | 121654 | 49774.5 | 21797.3 | 5801141 | 23545.3 | 73891.2 | 363454 | 484468 | 17926.1 | 398366 | 437731 | 86295.4 | 30423.4 | 118429 | 500254 | 9274594
2042-01-01 | 484997 | 253429 | 7019.01 | 121654 | 49774.5 | 21797.3 | 5801141 | 23545.3 | 73891.2 | 363454 | 484468 | 17926.1 | 398366 | 437731 | 86295.4 | 30423.4 | 118429 | 500254 | 9274594
2042-02-01 | 438062 | 228903 | 6339.75 | 109881 | 44957.7 | 19687.9 | 5239740 | 21266.7 | 66740.4 | 328281 | 437584 | 16191.3 | 359814 | 395370 | 77944.2 | 27479.2 | 106968 | 451842 | 8377053
2042-03-01 | 484997 | 253429 | 7019.01 | 121654 | 49774.5 | 21797.3 | 5801141 | 23545.3 | 73891.2 | 363454 | 484468 | 17926.1 | 398366 | 437731 | 86295.4 | 30423.4 | 118429 | 500254 | 9274594
2042-04-01 | 469352 | 245254 | 6792.59 | 117730 | 48168.9 | 21094.2 | 5614007 | 22785.8 | 71507.6 | 351730 | 468840 | 17347.8 | 385515 | 423611 | 83511.6 | 29442 | 114609 | 484116 | 8975414
2042-05-01 | 484997 | 253429 | 7019.01 | 121654 | 49774.5 | 21797.3 | 5801141 | 23545.3 | 73891.2 | 363454 | 484468 | 17926.1 | 398366 | 437731 | 86295.4 | 30423.4 | 118429 | 500254 | 9274594
2042-06-01 | 469352 | 245254 | 6792.59 | 117730 | 48168.9 | 21094.2 | 5614007 | 22785.8 | 71507.6 | 351730 | 468840 | 17347.8 | 385515 | 423611 | 83511.6 | 29442 | 114609 | 484116 | 8975414
2042-07-01 | 484997 | 253429 | 7019.01 | 121654 | 49774.5 | 21797.3 | 5801141 | 23545.3 | 73891.2 | 363454 | 484468 | 17926.1 | 398366 | 437731 | 86295.4 | 30423.4 | 118429 | 500254 | 9274594
2042-08-01 | 484997 | 253429 | 7019.01 | 121654 | 49774.5 | 21797.3 | 5801141 | 23545.3 | 73891.2 | 363454 | 484468 | 17926.1 | 398366 | 437731 | 86295.4 | 30423.4 | 118429 | 500254 | 9274594
2042-09-01 | 473107 | 247215 | 6826.67 | 119495 | 48650.6 | 21262.8 | 5670133 | 22968.1 | 72579.6 | 357003 | 478209 | 17590.7 | 391296 | 427846 | 84680.8 | 29736.6 | 115754 | 488957 | 9073311
2042-10-01 | 488877 | 255456 | 7054.22 | 123478 | 50272.3 | 21971.5 | 5859138 | 23733.7 | 74998.9 | 368903 | 494150 | 18177.1 | 404339 | 442108 | 87503.5 | 30727.8 | 119613 | 505255 | 9375754
2042-11-01 | 473107 | 247215 | 6826.67 | 119495 | 48650.6 | 21262.8 | 5670133 | 22968.1 | 72579.6 | 357003 | 478209 | 17590.7 | 391296 | 427846 | 84680.8 | 29736.6 | 115754 | 488957 | 9073311
2042-12-01 | 488877 | 255456 | 7054.22 | 123478 | 50272.3 | 21971.5 | 5859138 | 23733.7 | 74998.9 | 368903 | 494150 | 18177.1 | 404339 | 442108 | 87503.5 | 30727.8 | 119613 | 505255 | 9375754
2043-01-01 | 488877 | 255456 | 7054.22 | 123478 | 50272.3 | 21971.5 | 5859138 | 23733.7 | 74998.9 | 368903 | 494150 | 18177.1 | 404339 | 442108 | 87503.5 | 30727.8 | 119613 | 505255 | 9375754
2043-02-01 | 441566 | 230734 | 6371.56 | 111529 | 45407.2 | 19845.3 | 5292124 | 21436.9 | 67741 | 333203 | 446329 | 16418 | 365209 | 399323 | 79035.4 | 27754.1 | 108037 | 456360 | 8468423
2043-03-01 | 488877 | 255456 | 7054.22 | 123478 | 50272.3 | 21971.5 | 5859138 | 23733.7 | 74998.9 | 368903 | 494150 | 18177.1 | 404339 | 442108 | 87503.5 | 30727.8 | 119613 | 505255 | 9375754
2043-04-01 | 473107 | 247215 | 6826.67 | 119495 | 48650.6 | 21262.8 | 5670133 | 22968.1 | 72579.6 | 357003 | 478209 | 17590.7 | 391296 | 427846 | 84680.8 | 29736.6 | 115754 | 488957 | 9073311
2043-05-01 | 488877 | 255456 | 7054.22 | 123478 | 50272.3 | 21971.5 | 5859138 | 23733.7 | 74998.9 | 368903 | 494150 | 18177.1 | 404339 | 442108 | 87503.5 | 30727.8 | 119613 | 505255 | 9375754
2043-06-01 | 473107 | 247215 | 6826.67 | 119495 | 48650.6 | 21262.8 | 5670133 | 22968.1 | 72579.6 | 357003 | 478209 | 17590.7 | 391296 | 427846 | 84680.8 | 29736.6 | 115754 | 488957 | 9073311
2043-07-01 | 488877 | 255456 | 7054.22 | 123478 | 50272.3 | 21971.5 | 5859138 | 23733.7 | 74998.9 | 368903 | 494150 | 18177.1 | 404339 | 442108 | 87503.5 | 30727.8 | 119613 | 505255 | 9375754
2043-08-01 | 488877 | 255456 | 7054.22 | 123478 | 50272.3 | 21971.5 | 5859138 | 23733.7 | 74998.9 | 368903 | 494150 | 18177.1 | 404339 | 442108 | 87503.5 | 30727.8 | 119613 | 505255 | 9375754
2043-09-01 | 476861 | 249177 | 6860.74 | 121260 | 49132.3 | 21431.4 | 5726259 | 23150.5 | 73651.7 | 362276 | 487579 | 17837 | 397076 | 432081 | 85866.3 | 30031.1 | 116900 | 493797 | 9171227
2043-10-01 | 492756 | 257483 | 7089.43 | 125302 | 50770 | 22145.8 | 5917134 | 23922.1 | 76106.7 | 374352 | 503831 | 18431.5 | 410312 | 446484 | 88728.5 | 31032.1 | 120797 | 510257 | 9476935
2043-11-01 | 476861 | 249177 | 6860.74 | 121260 | 49132.3 | 21431.4 | 5726259 | 23150.5 | 73651.7 | 362276 | 487579 | 17837 | 397076 | 432081 | 85866.3 | 30031.1 | 116900 | 493797 | 9171227
2043-12-01 | 492756 | 257483 | 7089.43 | 125302 | 50770 | 22145.8 | 5917134 | 23922.1 | 76106.7 | 374352 | 503831 | 18431.5 | 410312 | 446484 | 88728.5 | 31032.1 | 120797 | 510257 | 9476935
2044-01-01 | 492756 | 257483 | 7089.43 | 125302 | 50770 | 22145.8 | 5917134 | 23922.1 | 76106.7 | 374352 | 503831 | 18431.5 | 410312 | 446484 | 88728.5 | 31032.1 | 120797 | 510257 | 9476935
2044-02-01 | 445070 | 232565 | 6403.36 | 113176 | 45856.8 | 20002.6 | 5344509 | 21607.1 | 68741.5 | 338124 | 455073 | 16647.8 | 370604 | 403276 | 80141.9 | 28029 | 109107 | 460877 | 8559812
2044-03-01 | 492756 | 257483 | 7089.43 | 125302 | 50770 | 22145.8 | 5917134 | 23922.1 | 76106.7 | 374352 | 503831 | 18431.5 | 410312 | 446484 | 88728.5 | 31032.1 | 120797 | 510257 | 9476935
2044-04-01 | 476861 | 249177 | 6860.74 | 121260 | 49132.3 | 21431.4 | 5726259 | 23150.5 | 73651.7 | 362276 | 487579 | 17837 | 397076 | 432081 | 85866.3 | 30031.1 | 116900 | 493797 | 9171227
2044-05-01 | 492756 | 257483 | 7089.43 | 125302 | 50770 | 22145.8 | 5917134 | 23922.1 | 76106.7 | 374352 | 503831 | 18431.5 | 410312 | 446484 | 88728.5 | 31032.1 | 120797 | 510257 | 9476935
2044-06-01 | 476861 | 249177 | 6860.74 | 121260 | 49132.3 | 21431.4 | 5726259 | 23150.5 | 73651.7 | 362276 | 487579 | 17837 | 397076 | 432081 | 85866.3 | 30031.1 | 116900 | 493797 | 9171227
2044-07-01 | 492756 | 257483 | 7089.43 | 125302 | 50770 | 22145.8 | 5917134 | 23922.1 | 76106.7 | 374352 | 503831 | 18431.5 | 410312 | 446484 | 88728.5 | 31032.1 | 120797 | 510257 | 9476935
2044-08-01 | 492756 | 257483 | 7089.43 | 125302 | 50770 | 22145.8 | 5917134 | 23922.1 | 76106.7 | 374352 | 503831 | 18431.5 | 410312 | 446484 | 88728.5 | 31032.1 | 120797 | 510257 | 9476935
2044-09-01 | 480616 | 251139 | 6894.81 | 123025 | 49613.9 | 21600 | 5782385 | 23332.8 | 74723.7 | 367549 | 496948 | 18086.7 | 402856 | 436316 | 87068.5 | 30325.7 | 118046 | 498637 | 9269164
2044-10-01 | 496636 | 259510 | 7124.64 | 127126 | 51267.7 | 22320 | 5975131 | 24110.6 | 77214.5 | 379801 | 513513 | 18689.6 | 416285 | 450860 | 89970.7 | 31336.5 | 121981 | 515259 | 9578136
2044-11-01 | 480616 | 251139 | 6894.81 | 123025 | 49613.9 | 21600 | 5782385 | 23332.8 | 74723.7 | 367549 | 496948 | 18086.7 | 402856 | 436316 | 87068.5 | 30325.7 | 118046 | 498637 | 9269164
2044-12-01 | 496636 | 259510 | 7124.64 | 127126 | 51267.7 | 22320 | 5975131 | 24110.6 | 77214.5 | 379801 | 513513 | 18689.6 | 416285 | 450860 | 89970.7 | 31336.5 | 121981 | 515259 | 9578136
2045-01-01 | 496636 | 259510 | 7124.64 | 127126 | 51267.7 | 22320 | 5975131 | 24110.6 | 77214.5 | 379801 | 513513 | 18689.6 | 416285 | 450860 | 89970.7 | 31336.5 | 121981 | 515259 | 9578136
2045-02-01 | 448574 | 234396 | 6435.16 | 114824 | 46306.3 | 20160 | 5396893 | 21777.3 | 69742.1 | 343046 | 463818 | 16880.9 | 375999 | 407228 | 81263.9 | 28303.9 | 110176 | 465395 | 8651220
2045-03-01 | 496636 | 259510 | 7124.64 | 127126 | 51267.7 | 22320 | 5975131 | 24110.6 | 77214.5 | 379801 | 513513 | 18689.6 | 416285 | 450860 | 89970.7 | 31336.5 | 121981 | 515259 | 9578136
2045-04-01 | 480616 | 251139 | 6894.81 | 123025 | 49613.9 | 21600 | 5782385 | 23332.8 | 74723.7 | 367549 | 496948 | 18086.7 | 402856 | 436316 | 87068.5 | 30325.7 | 118046 | 498637 | 9269164
2045-05-01 | 496636 | 259510 | 7124.64 | 127126 | 51267.7 | 22320 | 5975131 | 24110.6 | 77214.5 | 379801 | 513513 | 18689.6 | 416285 | 450860 | 89970.7 | 31336.5 | 121981 | 515259 | 9578136
2045-06-01 | 480616 | 251139 | 6894.81 | 123025 | 49613.9 | 21600 | 5782385 | 23332.8 | 74723.7 | 367549 | 496948 | 18086.7 | 402856 | 436316 | 87068.5 | 30325.7 | 118046 | 498637 | 9269164
2045-07-01 | 496636 | 259510 | 7124.64 | 127126 | 51267.7 | 22320 | 5975131 | 24110.6 | 77214.5 | 379801 | 513513 | 18689.6 | 416285 | 450860 | 89970.7 | 31336.5 | 121981 | 515259 | 9578136
2045-08-01 | 496636 | 259510 | 7124.64 | 127126 | 51267.7 | 22320 | 5975131 | 24110.6 | 77214.5 | 379801 | 513513 | 18689.6 | 416285 | 450860 | 89970.7 | 31336.5 | 121981 | 515259 | 9578136
2045-09-01 | 484522 | 253180 | 6929.48 | 124281 | 50120.2 | 21775.4 | 5841399 | 23522.1 | 75486 | 371300 | 507293 | 18339.9 | 406966 | 440768 | 88287.4 | 30635.1 | 119250 | 503725 | 9367779
2045-10-01 | 500673 | 261620 | 7160.46 | 128423 | 51790.9 | 22501.3 | 6036113 | 24306.2 | 78002.2 | 383676 | 524202 | 18951.2 | 420531 | 455460 | 91230.3 | 31656.3 | 123225 | 520515 | 9680039
2045-11-01 | 484522 | 253180 | 6929.48 | 124281 | 50120.2 | 21775.4 | 5841399 | 23522.1 | 75486 | 371300 | 507293 | 18339.9 | 406966 | 440768 | 88287.4 | 30635.1 | 119250 | 503725 | 9367779
2045-12-01 | 500673 | 261620 | 7160.46 | 128423 | 51790.9 | 22501.3 | 6036113 | 24306.2 | 78002.2 | 383676 | 524202 | 18951.2 | 420531 | 455460 | 91230.3 | 31656.3 | 123225 | 520515 | 9680039
2046-01-01 | 500673 | 261620 | 7160.46 | 128423 | 51790.9 | 22501.3 | 6036113 | 24306.2 | 78002.2 | 383676 | 524202 | 18951.2 | 420531 | 455460 | 91230.3 | 31656.3 | 123225 | 520515 | 9680039
2046-02-01 | 452221 | 236302 | 6467.52 | 115995 | 46778.9 | 20323.7 | 5451973 | 21954 | 70453.6 | 346546 | 473473 | 17117.2 | 379835 | 411383 | 82401.6 | 28592.8 | 111300 | 470143 | 8743261
2046-03-01 | 500673 | 261620 | 7160.46 | 128423 | 51790.9 | 22501.3 | 6036113 | 24306.2 | 78002.2 | 383676 | 524202 | 18951.2 | 420531 | 455460 | 91230.3 | 31656.3 | 123225 | 520515 | 9680039
2046-04-01 | 484522 | 253180 | 6929.48 | 124281 | 50120.2 | 21775.4 | 5841399 | 23522.1 | 75486 | 371300 | 507293 | 18339.9 | 406966 | 440768 | 88287.4 | 30635.1 | 119250 | 503725 | 9367779
2046-05-01 | 500673 | 261620 | 7160.46 | 128423 | 51790.9 | 22501.3 | 6036113 | 24306.2 | 78002.2 | 383676 | 524202 | 18951.2 | 420531 | 455460 | 91230.3 | 31656.3 | 123225 | 520515 | 9680039
2046-06-01 | 484522 | 253180 | 6929.48 | 124281 | 50120.2 | 21775.4 | 5841399 | 23522.1 | 75486 | 371300 | 507293 | 18339.9 | 406966 | 440768 | 88287.4 | 30635.1 | 119250 | 503725 | 9367779
2046-07-01 | 500673 | 261620 | 7160.46 | 128423 | 51790.9 | 22501.3 | 6036113 | 24306.2 | 78002.2 | 383676 | 524202 | 18951.2 | 420531 | 455460 | 91230.3 | 31656.3 | 123225 | 520515 | 9680039
2046-08-01 | 500673 | 261620 | 7160.46 | 128423 | 51790.9 | 22501.3 | 6036113 | 24306.2 | 78002.2 | 383676 | 524202 | 18951.2 | 420531 | 455460 | 91230.3 | 31656.3 | 123225 | 520515 | 9680039
2046-09-01 | 488429 | 255222 | 6964.15 | 125536 | 50626.5 | 21950.9 | 5900414 | 23711.5 | 76248.4 | 375050 | 517637 | 18596.7 | 411076 | 445220 | 89523.4 | 30944.6 | 120455 | 508812 | 9466415
2046-10-01 | 504710 | 263729 | 7196.29 | 129720 | 52314 | 22682.6 | 6097094 | 24501.9 | 78790 | 387552 | 534892 | 19216.5 | 424778 | 460060 | 92507.6 | 31976.1 | 124470 | 525772 | 9781962
2046-11-01 | 488429 | 255222 | 6964.15 | 125536 | 50626.5 | 21950.9 | 5900414 | 23711.5 | 76248.4 | 375050 | 517637 | 18596.7 | 411076 | 445220 | 89523.4 | 30944.6 | 120455 | 508812 | 9466415
2046-12-01 | 504710 | 263729 | 7196.29 | 129720 | 52314 | 22682.6 | 6097094 | 24501.9 | 78790 | 387552 | 534892 | 19216.5 | 424778 | 460060 | 92507.6 | 31976.1 | 124470 | 525772 | 9781962
2047-01-01 | 504710 | 263729 | 7196.29 | 129720 | 52314 | 22682.6 | 6097094 | 24501.9 | 78790 | 387552 | 534892 | 19216.5 | 424778 | 460060 | 92507.6 | 31976.1 | 124470 | 525772 | 9781962
2047-02-01 | 455867 | 238207 | 6499.87 | 117167 | 47251.4 | 20487.5 | 5507053 | 22130.7 | 71165.2 | 350047 | 483128 | 17356.9 | 383671 | 415538 | 83555.2 | 28881.6 | 112425 | 474891 | 8835321
2047-03-01 | 504710 | 263729 | 7196.29 | 129720 | 52314 | 22682.6 | 6097094 | 24501.9 | 78790 | 387552 | 534892 | 19216.5 | 424778 | 460060 | 92507.6 | 31976.1 | 124470 | 525772 | 9781962
2047-04-01 | 488429 | 255222 | 6964.15 | 125536 | 50626.5 | 21950.9 | 5900414 | 23711.5 | 76248.4 | 375050 | 517637 | 18596.7 | 411076 | 445220 | 89523.4 | 30944.6 | 120455 | 508812 | 9466415
2047-05-01 | 504710 | 263729 | 7196.29 | 129720 | 52314 | 22682.6 | 6097094 | 24501.9 | 78790 | 387552 | 534892 | 19216.5 | 424778 | 460060 | 92507.6 | 31976.1 | 124470 | 525772 | 9781962
2047-06-01 | 488429 | 255222 | 6964.15 | 125536 | 50626.5 | 21950.9 | 5900414 | 23711.5 | 76248.4 | 375050 | 517637 | 18596.7 | 411076 | 445220 | 89523.4 | 30944.6 | 120455 | 508812 | 9466415
2047-07-01 | 504710 | 263729 | 7196.29 | 129720 | 52314 | 22682.6 | 6097094 | 24501.9 | 78790 | 387552 | 534892 | 19216.5 | 424778 | 460060 | 92507.6 | 31976.1 | 124470 | 525772 | 9781962
2047-08-01 | 504710 | 263729 | 7196.29 | 129720 | 52314 | 22682.6 | 6097094 | 24501.9 | 78790 | 387552 | 534892 | 19216.5 | 424778 | 460060 | 92507.6 | 31976.1 | 124470 | 525772 | 9781962
2047-09-01 | 492335 | 257263 | 6998.81 | 126791 | 51132.8 | 22126.3 | 5959428 | 23900.8 | 77010.8 | 378800 | 527981 | 18857 | 415185 | 449671 | 90776.8 | 31254.1 | 121659 | 513899 | 9565072
2047-10-01 | 508746 | 265838 | 7232.11 | 131018 | 52837.2 | 22863.9 | 6158076 | 24697.5 | 79577.8 | 391427 | 545581 | 19485.6 | 429025 | 464661 | 93802.7 | 32295.9 | 125715 | 531029 | 9883908
2047-11-01 | 492335 | 257263 | 6998.81 | 126791 | 51132.8 | 22126.3 | 5959428 | 23900.8 | 77010.8 | 378800 | 527981 | 18857 | 415185 | 449671 | 90776.8 | 31254.1 | 121659 | 513899 | 9565072
2047-12-01 | 508746 | 265838 | 7232.11 | 131018 | 52837.2 | 22863.9 | 6158076 | 24697.5 | 79577.8 | 391427 | 545581 | 19485.6 | 429025 | 464661 | 93802.7 | 32295.9 | 125715 | 531029 | 9883908
2048-01-01 | 508746 | 265838 | 7232.11 | 131018 | 52837.2 | 22863.9 | 6158076 | 24697.5 | 79577.8 | 391427 | 545581 | 19485.6 | 429025 | 464661 | 93802.7 | 32295.9 | 125715 | 531029 | 9883908
2048-02-01 | 459513 | 240112 | 6532.23 | 118338 | 47723.9 | 20651.2 | 5562133 | 22307.5 | 71876.7 | 353547 | 492783 | 17599.9 | 387506 | 419693 | 84725 | 29170.5 | 113549 | 479639 | 8927400
2048-03-01 | 508746 | 265838 | 7232.11 | 131018 | 52837.2 | 22863.9 | 6158076 | 24697.5 | 79577.8 | 391427 | 545581 | 19485.6 | 429025 | 464661 | 93802.7 | 32295.9 | 125715 | 531029 | 9883908
2048-04-01 | 492335 | 257263 | 6998.81 | 126791 | 51132.8 | 22126.3 | 5959428 | 23900.8 | 77010.8 | 378800 | 527981 | 18857 | 415185 | 449671 | 90776.8 | 31254.1 | 121659 | 513899 | 9565072
2048-05-01 | 508746 | 265838 | 7232.11 | 131018 | 52837.2 | 22863.9 | 6158076 | 24697.5 | 79577.8 | 391427 | 545581 | 19485.6 | 429025 | 464661 | 93802.7 | 32295.9 | 125715 | 531029 | 9883908
2048-06-01 | 492335 | 257263 | 6998.81 | 126791 | 51132.8 | 22126.3 | 5959428 | 23900.8 | 77010.8 | 378800 | 527981 | 18857 | 415185 | 449671 | 90776.8 | 31254.1 | 121659 | 513899 | 9565072
2048-07-01 | 508746 | 265838 | 7232.11 | 131018 | 52837.2 | 22863.9 | 6158076 | 24697.5 | 79577.8 | 391427 | 545581 | 19485.6 | 429025 | 464661 | 93802.7 | 32295.9 | 125715 | 531029 | 9883908
2048-08-01 | 508746 | 265838 | 7232.11 | 131018 | 52837.2 | 22863.9 | 6158076 | 24697.5 | 79577.8 | 391427 | 545581 | 19485.6 | 429025 | 464661 | 93802.7 | 32295.9 | 125715 | 531029 | 9883908
2048-09-01 | 496242 | 259304 | 7033.48 | 128046 | 51639 | 22301.8 | 6018442 | 24090.2 | 77773.1 | 382551 | 538326 | 19121 | 419295 | 454123 | 92047.6 | 31563.6 | 122864 | 518986 | 9663750
2048-10-01 | 512783 | 267948 | 7267.93 | 132315 | 53360.3 | 23045.2 | 6219057 | 24893.2 | 80365.6 | 395302 | 556270 | 19758.4 | 433272 | 469261 | 95115.9 | 32615.7 | 126959 | 536286 | 9985875
2048-11-01 | 496242 | 259304 | 7033.48 | 128046 | 51639 | 22301.8 | 6018442 | 24090.2 | 77773.1 | 382551 | 538326 | 19121 | 419295 | 454123 | 92047.6 | 31563.6 | 122864 | 518986 | 9663750
2048-12-01 | 512783 | 267948 | 7267.93 | 132315 | 53360.3 | 23045.2 | 6219057 | 24893.2 | 80365.6 | 395302 | 556270 | 19758.4 | 433272 | 469261 | 95115.9 | 32615.7 | 126959 | 536286 | 9985875
2049-01-01 | 512783 | 267948 | 7267.93 | 132315 | 53360.3 | 23045.2 | 6219057 | 24893.2 | 80365.6 | 395302 | 556270 | 19758.4 | 433272 | 469261 | 95115.9 | 32615.7 | 126959 | 536286 | 9985875
2049-02-01 | 463159 | 242017 | 6564.58 | 119510 | 48196.4 | 20815 | 5617213 | 22484.2 | 72588.2 | 357047 | 502437 | 17846.3 | 391342 | 423848 | 85911.1 | 29459.3 | 114673 | 484387 | 9019500
2049-03-01 | 512783 | 267948 | 7267.93 | 132315 | 53360.3 | 23045.2 | 6219057 | 24893.2 | 80365.6 | 395302 | 556270 | 19758.4 | 433272 | 469261 | 95115.9 | 32615.7 | 126959 | 536286 | 9985875
2049-04-01 | 496242 | 259304 | 7033.48 | 128046 | 51639 | 22301.8 | 6018442 | 24090.2 | 77773.1 | 382551 | 538326 | 19121 | 419295 | 454123 | 92047.6 | 31563.6 | 122864 | 518986 | 9663750
2049-05-01 | 512783 | 267948 | 7267.93 | 132315 | 53360.3 | 23045.2 | 6219057 | 24893.2 | 80365.6 | 395302 | 556270 | 19758.4 | 433272 | 469261 | 95115.9 | 32615.7 | 126959 | 536286 | 9985875
2049-06-01 | 496242 | 259304 | 7033.48 | 128046 | 51639 | 22301.8 | 6018442 | 24090.2 | 77773.1 | 382551 | 538326 | 19121 | 419295 | 454123 | 92047.6 | 31563.6 | 122864 | 518986 | 9663750
2049-07-01 | 512783 | 267948 | 7267.93 | 132315 | 53360.3 | 23045.2 | 6219057 | 24893.2 | 80365.6 | 395302 | 556270 | 19758.4 | 433272 | 469261 | 95115.9 | 32615.7 | 126959 | 536286 | 9985875
2049-08-01 | 512783 | 267948 | 7267.93 | 132315 | 53360.3 | 23045.2 | 6219057 | 24893.2 | 80365.6 | 395302 | 556270 | 19758.4 | 433272 | 469261 | 95115.9 | 32615.7 | 126959 | 536286 | 9985875
2049-09-01 | 500149 | 261346 | 7068.15 | 129302 | 52145.3 | 22477.2 | 6077457 | 24279.5 | 78535.5 | 386301 | 548670 | 19388.7 | 423405 | 458575 | 93336.3 | 31873 | 124068 | 524074 | 9762449
2049-10-01 | 516820 | 270057 | 7303.75 | 133612 | 53883.5 | 23226.5 | 6280039 | 25088.9 | 81153.3 | 399178 | 566959 | 20035 | 437518 | 473861 | 96447.5 | 32935.5 | 128204 | 541543 | 10087864
2049-11-01 | 500149 | 261346 | 7068.15 | 129302 | 52145.3 | 22477.2 | 6077457 | 24279.5 | 78535.5 | 386301 | 548670 | 19388.7 | 423405 | 458575 | 93336.3 | 31873 | 124068 | 524074 | 9762449
2049-12-01 | 516820 | 270057 | 7303.75 | 133612 | 53883.5 | 23226.5 | 6280039 | 25088.9 | 81153.3 | 399178 | 566959 | 20035 | 437518 | 473861 | 96447.5 | 32935.5 | 128204 | 541543 | 10087864
2050-01-01 | 516820 | 270057 | 7303.75 | 133612 | 53883.5 | 23226.5 | 6280039 | 25088.9 | 81153.3 | 399178 | 566959 | 20035 | 437518 | 473861 | 96447.5 | 32935.5 | 128204 | 541543 | 10087864
2050-02-01 | 466805 | 243923 | 6596.94 | 120682 | 48669 | 20978.7 | 5672293 | 22660.9 | 73299.8 | 360548 | 512092 | 18096.1 | 395178 | 428003 | 87113.9 | 29748.2 | 115797 | 489135 | 9111619
2050-03-01 | 516820 | 270057 | 7303.75 | 133612 | 53883.5 | 23226.5 | 6280039 | 25088.9 | 81153.3 | 399178 | 566959 | 20035 | 437518 | 473861 | 96447.5 | 32935.5 | 128204 | 541543 | 10087864
2050-04-01 | 500149 | 261346 | 7068.15 | 129302 | 52145.3 | 22477.2 | 6077457 | 24279.5 | 78535.5 | 386301 | 548670 | 19388.7 | 423405 | 458575 | 93336.3 | 31873 | 124068 | 524074 | 9762449
2050-05-01 | 516820 | 270057 | 7303.75 | 133612 | 53883.5 | 23226.5 | 6280039 | 25088.9 | 81153.3 | 399178 | 566959 | 20035 | 437518 | 473861 | 96447.5 | 32935.5 | 128204 | 541543 | 10087864
2050-06-01 | 500149 | 261346 | 7068.15 | 129302 | 52145.3 | 22477.2 | 6077457 | 24279.5 | 78535.5 | 386301 | 548670 | 19388.7 | 423405 | 458575 | 93336.3 | 31873 | 124068 | 524074 | 9762449
2050-07-01 | 516820 | 270057 | 7303.75 | 133612 | 53883.5 | 23226.5 | 6280039 | 25088.9 | 81153.3 | 399178 | 566959 | 20035 | 437518 | 473861 | 96447.5 | 32935.5 | 128204 | 541543 | 10087864
2050-08-01 | 516820 | 270057 | 7303.75 | 133612 | 53883.5 | 23226.5 | 6280039 | 25088.9 | 81153.3 | 399178 | 566959 | 20035 | 437518 | 473861 | 96447.5 | 32935.5 | 128204 | 541543 | 10087864
2050-09-01 | 500149 | 261346 | 7068.15 | 129302 | 52145.3 | 22477.2 | 6077457 | 24279.5 | 78535.5 | 386301 | 548670 | 19660.1 | 423405 | 458575 | 94643 | 31873 | 124068 | 524074 | 9764027
2050-10-01 | 516820 | 270057 | 7303.75 | 133612 | 53883.5 | 23226.5 | 6280039 | 25088.9 | 81153.3 | 399178 | 566959 | 20315.5 | 437518 | 473861 | 97797.8 | 32935.5 | 128204 | 541543 | 10089495
2050-11-01 | 500149 | 261346 | 7068.15 | 129302 | 52145.3 | 22477.2 | 6077457 | 24279.5 | 78535.5 | 386301 | 548670 | 19660.1 | 423405 | 458575 | 94643 | 31873 | 124068 | 524074 | 9764027
2050-12-01 | 516820 | 270057 | 7303.75 | 133612 | 53883.5 | 23226.5 | 6280039 | 25088.9 | 81153.3 | 399178 | 566959 | 20315.5 | 437518 | 473861 | 97797.8 | 32935.5 | 128204 | 541543 | 10089495
2051-01-01 | 516820 | 270057 | 7303.75 | 133612 | 53883.5 | 23226.5 | 6280039 | 25088.9 | 81153.3 | 399178 | 566959 | 20315.5 | 437518 | 473861 | 97797.8 | 32935.5 | 128204 | 541543 | 10089495
2051-02-01 | 466805 | 243923 | 6596.94 | 120682 | 48669 | 20978.7 | 5672293 | 22660.9 | 73299.8 | 360548 | 512092 | 18349.5 | 395178 | 428003 | 88333.5 | 29748.2 | 115797 | 489135 | 9113092
2051-03-01 | 516820 | 270057 | 7303.75 | 133612 | 53883.5 | 23226.5 | 6280039 | 25088.9 | 81153.3 | 399178 | 566959 | 20315.5 | 437518 | 473861 | 97797.8 | 32935.5 | 128204 | 541543 | 10089495
2051-04-01 | 500149 | 261346 | 7068.15 | 129302 | 52145.3 | 22477.2 | 6077457 | 24279.5 | 78535.5 | 386301 | 548670 | 19660.1 | 423405 | 458575 | 94643 | 31873 | 124068 | 524074 | 9764027
2051-05-01 | 516820 | 270057 | 7303.75 | 133612 | 53883.5 | 23226.5 | 6280039 | 25088.9 | 81153.3 | 399178 | 566959 | 20315.5 | 437518 | 473861 | 97797.8 | 32935.5 | 128204 | 541543 | 10089495
2051-06-01 | 500149 | 261346 | 7068.15 | 129302 | 52145.3 | 22477.2 | 6077457 | 24279.5 | 78535.5 | 386301 | 548670 | 19660.1 | 423405 | 458575 | 94643 | 31873 | 124068 | 524074 | 9764027
2051-07-01 | 516820 | 270057 | 7303.75 | 133612 | 53883.5 | 23226.5 | 6280039 | 25088.9 | 81153.3 | 399178 | 566959 | 20315.5 | 437518 | 473861 | 97797.8 | 32935.5 | 128204 | 541543 | 10089495
2051-08-01 | 516820 | 270057 | 7303.75 | 133612 | 53883.5 | 23226.5 | 6280039 | 25088.9 | 81153.3 | 399178 | 566959 | 20315.5 | 437518 | 473861 | 97797.8 | 32935.5 | 128204 | 541543 | 10089495
Sum | 175797475 | 90923521 | 2636400 | 40991126 | 17421228 | 7900827 | 2016925753 | 8562687 | 24899818 | 119701365 | 147267787 | 6374759 | 134895675 | 152050138 | 30687795 | 10649139 | 41454386 | 173757089 | 3202896968

## GW Change in Elev
Change in Elevation
Scenario: Wastewater Reuse No Desal, All months (12)
Meter
| "AAM GW" | "Anti Atlas GW" | "Chtouka GW" | "Haut Montagne Souss GW" | "Nappe Aluviale de Souss GW" | "Souss GW" | "Tamri Tamraght GW" | "Tiznit GW" | Sum
2018-09-01 | 0 | 0 | 0 | 0 | 0 | 0 | 0 | 0 | 0
2018-10-01 | 1.58e-05 | -2.5358e-05 | 0.035696 | 0.0025078 | 0.0013526 | 0.01583 | 1.402e-05 | 0.0025714 | 0.057963
2018-11-01 | 0.00052078 | -0.0017834 | 0.052715 | 0.0036734 | 0.0016556 | 0.029133 | 1.402e-05 | 0.00031023 | 0.086239
2018-12-01 | 0.0005245 | -0.0018088 | 0.060827 | 0.0037829 | 0.0014238 | 0.0181 | 1.402e-05 | -0.065676 | 0.017186
2019-01-01 | 0.0011405 | -0.001835 | 0.071954 | 0.0070401 | 0.0010751 | 0.016813 | 0.00053469 | -0.059014 | 0.037708
2019-02-01 | 0.0034524 | -0.0018612 | 0.12901 | 0.011418 | 0.0027142 | 0.051543 | 0.00085405 | -0.050661 | 0.14647
2019-03-01 | 0.0037095 | -0.0018848 | 0.10888 | 0.013276 | 0.0054492 | 0.071234 | 0.00098204 | -0.068186 | 0.13345
2019-04-01 | 0.0065818 | -0.021003 | -0.0023379 | -0.046803 | 0.0061682 | 0.02445 | 0.00098204 | -0.10141 | -0.13337
2019-05-01 | 0.0066404 | -0.024508 | -0.039323 | -0.062303 | 0.0054407 | -0.022556 | 0.00098204 | -0.14594 | -0.28157
2019-06-01 | 0.0069172 | -0.028517 | -0.18959 | -0.088983 | 0.0041845 | -0.068784 | 0.00098204 | -0.19525 | -0.55903
2019-07-01 | 0.0069667 | -0.035828 | -0.29868 | -0.091782 | 0.0028903 | -0.081305 | 0.00098204 | -0.19921 | -0.69596
2019-08-01 | 0.0070211 | -0.039467 | -0.42693 | -0.092888 | 0.0015443 | -0.10475 | 0.00098204 | -0.19658 | -0.85107
2019-09-01 | 0.0070211 | -0.039493 | -0.5033 | -0.092888 | 0.00019763 | -0.12173 | 0.00098204 | -0.19396 | -0.94317
2019-10-01 | 0.0070232 | -0.039519 | -0.47338 | -0.092512 | -0.0011717 | -0.12388 | 0.00098204 | -0.19141 | -0.91387
2019-11-01 | 0.011473 | -0.041561 | -0.45843 | -0.087574 | -0.0017026 | -0.13179 | 0.00098204 | -0.18246 | -0.89106
2019-12-01 | 0.01191 | -0.046603 | -0.49882 | -0.089385 | -0.0017959 | -0.17529 | 0.00098204 | -0.2065 | -1.0055
2020-01-01 | 0.011912 | -0.04663 | -0.52178 | -0.12003 | -0.0026779 | -0.22227 | 0.00098204 | -0.25868 | -1.1592
2020-02-01 | 0.015565 | -0.046656 | -0.60266 | -0.11738 | -0.0036042 | -0.21991 | 0.0012483 | -0.2491 | -1.2225
2020-03-01 | 0.018874 | -0.063584 | -0.57107 | -0.11101 | -0.0032399 | -0.25023 | 0.0034274 | -0.23123 | -1.2081
2020-04-01 | 0.029003 | -0.06361 | -0.608 | -0.088836 | 0.0017109 | -0.13384 | 0.0034274 | -0.19826 | -1.0584
2020-05-01 | 0.029405 | -0.067161 | -0.6681 | -0.098966 | 0.0049331 | -0.18131 | 0.0034274 | -0.23996 | -1.2177
2020-06-01 | 0.029625 | -0.071217 | -0.80934 | -0.11009 | 0.004183 | -0.2222 | 0.0034274 | -0.28643 | -1.462
2020-07-01 | 0.0297 | -0.07533 | -0.93227 | -0.11287 | 0.0028663 | -0.24813 | 0.0034274 | -0.29033 | -1.6229
2020-08-01 | 0.02975 | -0.079037 | -1.0639 | -0.11398 | 0.0014413 | -0.2696 | 0.0034274 | -0.28771 | -1.7796
2020-09-01 | 0.02975 | -0.082395 | -1.1465 | -0.1137 | 5.7781e-05 | -0.28565 | 0.0034274 | -0.28508 | -1.8801
2020-10-01 | 0.029752 | -0.082421 | -1.1154 | -0.11365 | -0.0013007 | -0.28274 | 0.0034274 | -0.28254 | -1.8449
2020-11-01 | 0.03176 | -0.086448 | -1.0959 | -0.12451 | -0.0024865 | -0.29876 | 0.0036614 | -0.29775 | -1.8704
2020-12-01 | 0.03356 | -0.086474 | -1.097 | -0.12884 | -0.0030611 | -0.32124 | 0.0036614 | -0.29057 | -1.89
2021-01-01 | 0.03373 | -0.0865 | -1.155 | -0.12812 | -0.0035035 | -0.35105 | 0.0036614 | -0.34561 | -2.0324
2021-02-01 | 0.033894 | -0.098634 | -1.1627 | -0.17041 | -0.0043138 | -0.39915 | 0.0036614 | -0.34294 | -2.1406
2021-03-01 | 0.048591 | -0.098658 | -1.2278 | -0.16202 | -0.0039458 | -0.38997 | 0.0045303 | -0.30959 | -2.1389
2021-04-01 | 0.049251 | -0.1179 | -1.3367 | -0.20412 | -0.0032698 | -0.43702 | 0.0045303 | -0.34364 | -2.3889
2021-05-01 | 0.049885 | -0.12112 | -1.3735 | -0.2282 | -0.0038689 | -0.46488 | 0.0045303 | -0.41131 | -2.5484
2021-06-01 | 0.050027 | -0.12516 | -1.5208 | -0.23027 | -0.0051584 | -0.50959 | 0.0045303 | -0.41199 | -2.7484
2021-07-01 | 0.050076 | -0.12959 | -1.6852 | -0.23297 | -0.006563 | -0.54816 | 0.0045303 | -0.41642 | -2.9643
2021-08-01 | 0.050144 | -0.13648 | -1.8114 | -0.23462 | -0.0080338 | -0.57875 | 0.0045303 | -0.41713 | -3.1317
2021-09-01 | 0.050144 | -0.13651 | -1.8898 | -0.23462 | -0.0095048 | -0.59565 | 0.0045303 | -0.4145 | -3.2259
2021-10-01 | 0.050144 | -0.13654 | -1.8601 | -0.23461 | -0.010967 | -0.59416 | 0.0045303 | -0.41196 | -3.1937
2021-11-01 | 0.050392 | -0.14072 | -1.8761 | -0.26623 | -0.012441 | -0.63167 | 0.0045303 | -0.48166 | -3.3539
2021-12-01 | 0.050457 | -0.14819 | -1.919 | -0.29295 | -0.013829 | -0.68043 | 0.0045303 | -0.54644 | -3.5458
2022-01-01 | 0.050623 | -0.14967 | -1.9376 | -0.29223 | -0.015216 | -0.72902 | 0.0045303 | -0.54365 | -3.6122
2022-02-01 | 0.066979 | -0.16138 | -1.882 | -0.28543 | -0.015415 | -0.71816 | 0.0057466 | -0.51039 | -3.5
2022-03-01 | 0.067755 | -0.16141 | -2.0122 | -0.28547 | -0.014805 | -0.7645 | 0.0057466 | -0.54276 | -3.7077
2022-04-01 | 0.070155 | -0.18389 | -2.0349 | -0.32898 | -0.015036 | -0.81118 | 0.0057466 | -0.53714 | -3.8352
2022-05-01 | 0.070676 | -0.18391 | -2.1381 | -0.32681 | -0.015411 | -0.85639 | 0.0057466 | -0.56767 | -4.0119
2022-06-01 | 0.070796 | -0.18758 | -2.2906 | -0.3211 | -0.015453 | -0.88036 | 0.0057466 | -0.61598 | -4.2346
2022-07-01 | 0.070867 | -0.19203 | -2.4337 | -0.32197 | -0.016315 | -0.90659 | 0.0057466 | -0.62003 | -4.414
2022-08-01 | 0.070916 | -0.19579 | -2.578 | -0.32299 | -0.01776 | -0.93205 | 0.0057466 | -0.62087 | -4.5908
2022-09-01 | 0.070916 | -0.19911 | -2.6171 | -0.32298 | -0.019252 | -0.94075 | 0.0057466 | -0.61824 | -4.6408
2022-10-01 | 0.070917 | -0.19913 | -2.5876 | -0.32296 | -0.020749 | -0.93781 | 0.0057466 | -0.6157 | -4.6073
2022-11-01 | 0.071009 | -0.20267 | -2.629 | -0.33366 | -0.022303 | -0.98591 | 0.0057466 | -0.6576 | -4.7544
2022-12-01 | 0.071709 | -0.20677 | -2.6329 | -0.33499 | -0.023757 | -1.0307 | 0.0057466 | -0.69345 | -4.8452
2023-01-01 | 0.071781 | -0.21671 | -2.6612 | -0.38119 | -0.02523 | -1.0762 | 0.0057466 | -0.70289 | -4.9859
2023-02-01 | 0.071798 | -0.21674 | -2.7792 | -0.38339 | -0.026749 | -1.1244 | 0.0057466 | -0.74551 | -5.1984
2023-03-01 | 0.071861 | -0.2348 | -2.7748 | -0.42829 | -0.028056 | -1.1405 | 0.0061835 | -0.7602 | -5.2886
2023-04-01 | 0.072062 | -0.2574 | -2.9684 | -0.44132 | -0.029488 | -1.1893 | 0.0061835 | -0.82932 | -5.637
2023-05-01 | 0.072244 | -0.26095 | -3.0076 | -0.51319 | -0.030937 | -1.2381 | 0.0061835 | -0.87227 | -5.8446
2023-06-01 | 0.072529 | -0.26465 | -3.1175 | -0.53009 | -0.032315 | -1.2867 | 0.0061835 | -0.91643 | -6.069
2023-07-01 | 0.072582 | -0.26906 | -3.2794 | -0.53282 | -0.033731 | -1.3264 | 0.0061835 | -0.92071 | -6.2833
2023-08-01 | 0.072607 | -0.27269 | -3.399 | -0.53393 | -0.035286 | -1.3653 | 0.0061835 | -0.92139 | -6.4488
2023-09-01 | 0.072706 | -0.276 | -3.4604 | -0.53387 | -0.036805 | -1.3728 | 0.0061835 | -0.91864 | -6.5197
2023-10-01 | 0.072708 | -0.27603 | -3.4311 | -0.53387 | -0.038327 | -1.3812 | 0.0061835 | -0.9161 | -6.4977
2023-11-01 | 0.07281 | -0.27785 | -3.4709 | -0.54007 | -0.039916 | -1.4301 | 0.0061835 | -0.95787 | -6.6377
2023-12-01 | 0.082253 | -0.27993 | -3.4556 | -0.53215 | -0.04069 | -1.4503 | 0.0080197 | -0.93989 | -6.6083
2024-01-01 | 0.08326 | -0.27996 | -3.5032 | -0.52998 | -0.040709 | -1.4975 | 0.0080197 | -0.96885 | -6.7289
2024-02-01 | 0.083749 | -0.29278 | -3.5469 | -0.56667 | -0.041368 | -1.5456 | 0.0080197 | -0.98107 | -6.8827
2024-03-01 | 0.084622 | -0.2928 | -3.6677 | -0.594 | -0.042427 | -1.5945 | 0.0080197 | -1.0218 | -7.1206
2024-04-01 | 0.08483 | -0.31527 | -3.7835 | -0.64464 | -0.043874 | -1.6433 | 0.0080197 | -1.0906 | -7.4283
2024-05-01 | 0.085227 | -0.31868 | -3.8417 | -0.66937 | -0.045259 | -1.6918 | 0.0080981 | -1.0891 | -7.5625
2024-06-01 | 0.085389 | -0.32238 | -3.9206 | -0.67027 | -0.046672 | -1.7268 | 0.0080981 | -1.1338 | -7.7271
2024-07-01 | 0.08544 | -0.32681 | -4.0616 | -0.67307 | -0.048169 | -1.7699 | 0.0080981 | -1.1379 | -7.9239
2024-08-01 | 0.085465 | -0.33054 | -4.2232 | -0.67398 | -0.049733 | -1.8047 | 0.0080981 | -1.1386 | -8.1272
2024-09-01 | 0.085465 | -0.33386 | -4.2873 | -0.67397 | -0.051315 | -1.8195 | 0.0080981 | -1.1359 | -8.2083
2024-10-01 | 0.085523 | -0.33388 | -4.253 | -0.67385 | -0.052892 | -1.8185 | 0.0080981 | -1.1309 | -8.1695
2024-11-01 | 0.085577 | -0.33746 | -4.2679 | -0.70541 | -0.054526 | -1.8674 | 0.0080981 | -1.2127 | -8.3516
2024-12-01 | 0.08571 | -0.3401 | -4.2294 | -0.69751 | -0.055478 | -1.8832 | 0.0080981 | -1.2019 | -8.3138
2025-01-01 | 0.086421 | -0.3473 | -4.3179 | -0.72906 | -0.055934 | -1.931 | 0.0080981 | -1.2272 | -8.5138
2025-02-01 | 0.1043 | -0.34733 | -4.2516 | -0.71206 | -0.05361 | -1.8705 | 0.0094153 | -1.1891 | -8.3105
2025-03-01 | 0.10527 | -0.36472 | -4.2668 | -0.70872 | -0.049081 | -1.8846 | 0.0094153 | -1.2211 | -8.3804
2025-04-01 | 0.10562 | -0.38754 | -4.411 | -0.75537 | -0.047947 | -1.9324 | 0.0094153 | -1.2421 | -8.6614
2025-05-01 | 0.10572 | -0.38775 | -4.5427 | -0.79058 | -0.048111 | -1.9779 | 0.0094153 | -1.2839 | -8.9158
2025-06-01 | 0.10619 | -0.38818 | -4.6113 | -0.78116 | -0.048792 | -2.0107 | 0.0094153 | -1.324 | -9.0486
2025-07-01 | 0.10626 | -0.39544 | -4.754 | -0.78328 | -0.050121 | -2.0361 | 0.0094153 | -1.3258 | -9.2291
2025-08-01 | 0.10628 | -0.39913 | -4.8895 | -0.78436 | -0.051748 | -2.0622 | 0.0094153 | -1.3241 | -9.3954
2025-09-01 | 0.10628 | -0.39916 | -4.9388 | -0.78436 | -0.053396 | -2.0769 | 0.0094153 | -1.3192 | -9.4561
2025-10-01 | 0.10628 | -0.39919 | -4.9036 | -0.78436 | -0.055011 | -2.0736 | 0.0094153 | -1.3142 | -9.4143
2025-11-01 | 0.10636 | -0.40271 | -4.9068 | -0.79663 | -0.056679 | -2.1224 | 0.0094153 | -1.3437 | -9.5131
2025-12-01 | 0.10667 | -0.40274 | -4.9276 | -0.78972 | -0.058077 | -2.1622 | 0.0094153 | -1.3888 | -9.613
2026-01-01 | 0.10775 | -0.40432 | -4.9188 | -0.79004 | -0.059245 | -2.1846 | 0.0094153 | -1.3928 | -9.6327
2026-02-01 | 0.10784 | -0.40434 | -5.0318 | -0.79869 | -0.060451 | -2.2332 | 0.0094153 | -1.4479 | -9.8591
2026-03-01 | 0.12417 | -0.40437 | -4.9979 | -0.79595 | -0.06112 | -2.2604 | 0.01109 | -1.417 | -9.8015
2026-04-01 | 0.12762 | -0.42368 | -5.0777 | -0.84323 | -0.061515 | -2.2784 | 0.011633 | -1.4029 | -9.9482
2026-05-01 | 0.12837 | -0.4269 | -5.0721 | -0.86769 | -0.062258 | -2.3259 | 0.011713 | -1.4306 | -10.0454
2026-06-01 | 0.12859 | -0.4314 | -5.2238 | -0.88525 | -0.063671 | -2.3746 | 0.011713 | -1.4772 | -10.3156
2026-07-01 | 0.12879 | -0.43553 | -5.317 | -0.88409 | -0.064986 | -2.3859 | 0.011713 | -1.4755 | -10.4225
2026-08-01 | 0.12884 | -0.44259 | -5.465 | -0.88498 | -0.066533 | -2.4207 | 0.011713 | -1.4737 | -10.6129
2026-09-01 | 0.12884 | -0.44262 | -5.5242 | -0.88498 | -0.068199 | -2.4361 | 0.011713 | -1.4686 | -10.6841
2026-10-01 | 0.12964 | -0.44265 | -5.4861 | -0.8843 | -0.069743 | -2.4321 | 0.011851 | -1.4631 | -10.6365
2026-11-01 | 0.12967 | -0.44441 | -5.4965 | -0.88832 | -0.071273 | -2.4668 | 0.011851 | -1.4761 | -10.7018
2026-12-01 | 0.12967 | -0.44444 | -5.4982 | -0.90743 | -0.072702 | -2.5084 | 0.011851 | -1.514 | -10.8036
2027-01-01 | 0.12977 | -0.45098 | -5.5404 | -0.94411 | -0.074203 | -2.5473 | 0.011851 | -1.5434 | -10.9588
2027-02-01 | 0.13252 | -0.46507 | -5.568 | -0.94545 | -0.075685 | -2.5959 | 0.011851 | -1.5663 | -11.072
2027-03-01 | 0.13871 | -0.46509 | -5.5366 | -0.97225 | -0.076212 | -2.6417 | 0.012428 | -1.5449 | -11.0856
2027-04-01 | 0.13953 | -0.48741 | -5.7021 | -1.0171 | -0.076656 | -2.6883 | 0.012428 | -1.6102 | -11.4298
2027-05-01 | 0.1396 | -0.49091 | -5.8221 | -1.0417 | -0.077914 | -2.7372 | 0.012428 | -1.6505 | -11.6682
2027-06-01 | 0.14023 | -0.49167 | -5.9486 | -1.0662 | -0.079303 | -2.7858 | 0.012428 | -1.6498 | -11.8687
2027-07-01 | 0.14029 | -0.49892 | -6.0894 | -1.0666 | -0.080797 | -2.827 | 0.012428 | -1.6513 | -12.0613
2027-08-01 | 0.14031 | -0.50262 | -6.1866 | -1.0672 | -0.08248 | -2.8662 | 0.012428 | -1.6491 | -12.2014
2027-09-01 | 0.14041 | -0.50265 | -6.2449 | -1.0656 | -0.084101 | -2.8838 | 0.012428 | -1.6437 | -12.2719
2027-10-01 | 0.14048 | -0.50267 | -6.211 | -1.0642 | -0.08564 | -2.8889 | 0.012428 | -1.6381 | -12.2376
2027-11-01 | 0.14447 | -0.50444 | -6.1915 | -1.054 | -0.0864 | -2.8893 | 0.012686 | -1.6493 | -12.2178
2027-12-01 | 0.14505 | -0.50447 | -6.1893 | -1.0498 | -0.08644 | -2.918 | 0.012764 | -1.6491 | -12.2394
2028-01-01 | 0.16169 | -0.5045 | -6.0859 | -1.0322 | -0.084471 | -2.8724 | 0.014342 | -1.6074 | -12.0108
2028-02-01 | 0.16776 | -0.50453 | -6.041 | -1.0115 | -0.078388 | -2.8215 | 0.015266 | -1.5921 | -11.8659
2028-03-01 | 0.1721 | -0.50455 | -6.0599 | -1.0013 | -0.069475 | -2.8053 | 0.015266 | -1.5737 | -11.8268
2028-04-01 | 0.17629 | -0.50463 | -6.1175 | -0.97107 | -0.061823 | -2.81 | 0.015266 | -1.5992 | -11.8726
2028-05-01 | 0.17704 | -0.52724 | -6.1625 | -0.99512 | -0.059814 | -2.8314 | 0.015266 | -1.6412 | -12.025
2028-06-01 | 0.17758 | -0.53131 | -6.2631 | -1.0116 | -0.060741 | -2.8674 | 0.015266 | -1.6417 | -12.1831
2028-07-01 | 0.17771 | -0.53532 | -6.3795 | -1.0138 | -0.062225 | -2.8816 | 0.015266 | -1.6396 | -12.319
2028-08-01 | 0.17776 | -0.54222 | -6.5127 | -1.0149 | -0.063925 | -2.9174 | 0.015266 | -1.6376 | -12.4957
2028-09-01 | 0.17776 | -0.54225 | -6.5959 | -1.0149 | -0.065635 | -2.9205 | 0.015266 | -1.6322 | -12.5784
2028-10-01 | 0.17776 | -0.54228 | -6.5656 | -1.0149 | -0.067305 | -2.9194 | 0.015266 | -1.6269 | -12.5434
2028-11-01 | 0.17991 | -0.54408 | -6.5507 | -1.0231 | -0.068776 | -2.9263 | 0.015266 | -1.6804 | -12.5982
2028-12-01 | 0.19476 | -0.54411 | -6.4695 | -1.0053 | -0.065618 | -2.8334 | 0.01682 | -1.6465 | -12.3528
2029-01-01 | 0.19556 | -0.54414 | -6.4264 | -0.99973 | -0.060233 | -2.8434 | 0.01682 | -1.6395 | -12.3011
2029-02-01 | 0.19714 | -0.54416 | -6.5009 | -0.98992 | -0.056796 | -2.8477 | 0.01682 | -1.6935 | -12.419
2029-03-01 | 0.19773 | -0.54419 | -6.5073 | -0.98318 | -0.05284 | -2.8657 | 0.01682 | -1.6849 | -12.4236
2029-04-01 | 0.19842 | -0.56334 | -6.6248 | -1.0209 | -0.050577 | -2.9094 | 0.01682 | -1.7485 | -12.7024
2029-05-01 | 0.19966 | -0.56663 | -6.6338 | -1.0196 | -0.04996 | -2.9179 | 0.01682 | -1.7758 | -12.7472
2029-06-01 | 0.19985 | -0.57061 | -6.7657 | -1.0315 | -0.051019 | -2.955 | 0.01682 | -1.8191 | -12.9763
2029-07-01 | 0.1999 | -0.57514 | -6.9142 | -1.0337 | -0.052639 | -2.9755 | 0.01682 | -1.8206 | -13.1551
2029-08-01 | 0.19995 | -0.57884 | -7.0313 | -1.0348 | -0.054363 | -3.0073 | 0.01682 | -1.8185 | -13.3085
2029-09-01 | 0.19995 | -0.58209 | -7.0932 | -1.0344 | -0.056035 | -3.0103 | 0.01682 | -1.8131 | -13.3724
2029-10-01 | 0.19995 | -0.58211 | -7.0596 | -1.0333 | -0.057671 | -3.0069 | 0.01682 | -1.8076 | -13.3304
2029-11-01 | 0.20059 | -0.58389 | -7.0666 | -1.0357 | -0.059207 | -3.0478 | 0.01682 | -1.8258 | -13.4016
2029-12-01 | 0.21113 | -0.58392 | -7.0549 | -1.0313 | -0.059557 | -3.067 | 0.018051 | -1.7954 | -13.3628
2030-01-01 | 0.21722 | -0.58394 | -7.009 | -1.0236 | -0.056225 | -3.0568 | 0.018743 | -1.7775 | -13.2712
2030-02-01 | 0.21768 | -0.58397 | -7.0133 | -1.0226 | -0.052243 | -3.0807 | 0.018749 | -1.7699 | -13.2863
2030-03-01 | 0.21948 | -0.60112 | -7.1178 | -1.092 | -0.051277 | -3.129 | 0.018749 | -1.8314 | -13.5843
2030-04-01 | 0.22099 | -0.62391 | -7.2615 | -1.0836 | -0.049933 | -3.1736 | 0.018749 | -1.8959 | -13.8487
2030-05-01 | 0.22184 | -0.62394 | -7.3242 | -1.0777 | -0.048844 | -3.1881 | 0.018749 | -1.9302 | -13.9524
2030-06-01 | 0.22196 | -0.62794 | -7.4262 | -1.0979 | -0.049952 | -3.2313 | 0.018749 | -1.9312 | -14.1238
2030-07-01 | 0.22201 | -0.63568 | -7.5546 | -1.1006 | -0.051588 | -3.2555 | 0.018749 | -1.9325 | -14.2897
2030-08-01 | 0.22209 | -0.6393 | -7.7026 | -1.1017 | -0.053331 | -3.2814 | 0.018749 | -1.93 | -14.4674
2030-09-01 | 0.22209 | -0.63933 | -7.7602 | -1.1015 | -0.055067 | -3.29 | 0.018749 | -1.9244 | -14.5296
2030-10-01 | 0.22209 | -0.63935 | -7.7263 | -1.1013 | -0.056744 | -3.2939 | 0.018749 | -1.9188 | -14.4956
2030-11-01 | 0.2222 | -0.64288 | -7.7348 | -1.1134 | -0.058484 | -3.3356 | 0.018749 | -1.9844 | -14.6285
2030-12-01 | 0.22233 | -0.6429 | -7.7393 | -1.1368 | -0.060182 | -3.3838 | 0.018749 | -2 | -14.722
2031-01-01 | 0.23218 | -0.64472 | -7.7345 | -1.1233 | -0.061531 | -3.3817 | 0.020609 | -1.9629 | -14.6558
2031-02-01 | 0.23271 | -0.64475 | -7.7694 | -1.1229 | -0.062589 | -3.4092 | 0.020609 | -1.9564 | -14.7119
2031-03-01 | 0.24577 | -0.64477 | -7.7544 | -1.1051 | -0.061076 | -3.3646 | 0.022547 | -1.9159 | -14.5775
2031-04-01 | 0.24854 | -0.66392 | -7.8117 | -1.0937 | -0.054509 | -3.2584 | 0.022676 | -1.9528 | -14.5638
2031-05-01 | 0.24933 | -0.66745 | -7.8502 | -1.0931 | -0.051041 | -3.2757 | 0.022678 | -1.9494 | -14.6149
2031-06-01 | 0.24946 | -0.67148 | -8.0159 | -1.1047 | -0.051965 | -3.3175 | 0.022678 | -1.996 | -14.8854
2031-07-01 | 0.24951 | -0.6756 | -8.1662 | -1.1069 | -0.053612 | -3.3428 | 0.022678 | -1.9972 | -15.07
2031-08-01 | 0.24957 | -0.67928 | -8.2916 | -1.108 | -0.05537 | -3.3689 | 0.022678 | -1.9915 | -15.2223
2031-09-01 | 0.24957 | -0.68256 | -8.3422 | -1.1075 | -0.057119 | -3.3811 | 0.022678 | -1.9858 | -15.2841
2031-10-01 | 0.24968 | -0.68259 | -8.3087 | -1.1043 | -0.058465 | -3.3749 | 0.022678 | -1.9801 | -15.2367
2031-11-01 | 0.24986 | -0.68439 | -8.3033 | -1.1062 | -0.059705 | -3.378 | 0.022701 | -2.0393 | -15.2984
2031-12-01 | 0.25003 | -0.68441 | -8.3334 | -1.1221 | -0.061004 | -3.4257 | 0.022701 | -2.0684 | -15.4223
2032-01-01 | 0.25393 | -0.68444 | -8.3875 | -1.1104 | -0.061586 | -3.4524 | 0.022701 | -2.0427 | -15.4625
2032-02-01 | 0.25618 | -0.68447 | -8.4725 | -1.1102 | -0.061996 | -3.4991 | 0.022701 | -2.0361 | -15.5854
2032-03-01 | 0.25637 | -0.6845 | -8.4853 | -1.1 | -0.061576 | -3.4872 | 0.022701 | -2.1048 | -15.6444
2032-04-01 | 0.25663 | -0.7036 | -8.6306 | -1.094 | -0.061737 | -3.5349 | 0.022701 | -2.0949 | -15.8405
2032-05-01 | 0.25715 | -0.7071 | -8.6912 | -1.0921 | -0.06276 | -3.5822 | 0.022701 | -2.1808 | -16.0362
2032-06-01 | 0.25723 | -0.71117 | -8.787 | -1.1001 | -0.064187 | -3.6302 | 0.022701 | -2.1815 | -16.1943
2032-07-01 | 0.25728 | -0.7153 | -8.9147 | -1.1021 | -0.065852 | -3.651 | 0.022701 | -2.1791 | -16.3481
2032-08-01 | 0.25731 | -0.71905 | -9.0501 | -1.1031 | -0.067635 | -3.6909 | 0.022701 | -2.1767 | -16.5276
2032-09-01 | 0.25731 | -0.72229 | -9.1133 | -1.1031 | -0.069412 | -3.7115 | 0.022701 | -2.1709 | -16.6105
2032-10-01 | 0.25731 | -0.72232 | -9.0799 | -1.1031 | -0.071151 | -3.7198 | 0.022701 | -2.1653 | -16.5815
2032-11-01 | 0.25752 | -0.72583 | -9.0852 | -1.1225 | -0.07293 | -3.7683 | 0.022701 | -2.2412 | -16.7358
2032-12-01 | 0.25754 | -0.72585 | -9.1489 | -1.157 | -0.074629 | -3.8171 | 0.022701 | -2.2464 | -16.8897
2033-01-01 | 0.25756 | -0.73367 | -9.1457 | -1.1725 | -0.076211 | -3.8655 | 0.022701 | -2.303 | -17.0163
2033-02-01 | 0.26326 | -0.73369 | -9.2385 | -1.1692 | -0.077353 | -3.8955 | 0.022701 | -2.2858 | -17.1142
2033-03-01 | 0.26354 | -0.73372 | -9.2173 | -1.1668 | -0.078041 | -3.9413 | 0.022701 | -2.2799 | -17.1308
2033-04-01 | 0.26574 | -0.75301 | -9.3462 | -1.2184 | -0.07872 | -3.9888 | 0.022701 | -2.3265 | -17.4232
2033-05-01 | 0.26599 | -0.75646 | -9.4147 | -1.2599 | -0.079924 | -4.0376 | 0.022701 | -2.3665 | -17.6264
2033-06-01 | 0.26698 | -0.76008 | -9.4847 | -1.2609 | -0.081558 | -4.0804 | 0.022701 | -2.3605 | -17.7385
2033-07-01 | 0.26704 | -0.76454 | -9.6317 | -1.2636 | -0.083255 | -4.1286 | 0.022701 | -2.3616 | -17.9436
2033-08-01 | 0.26706 | -0.77153 | -9.7804 | -1.2647 | -0.085058 | -4.1742 | 0.022701 | -2.359 | -18.1451
2033-09-01 | 0.26706 | -0.77155 | -9.8308 | -1.2647 | -0.086863 | -4.1962 | 0.022701 | -2.3531 | -18.2135
2033-10-01 | 0.26707 | -0.77158 | -9.7976 | -1.2647 | -0.088625 | -4.2008 | 0.022701 | -2.3474 | -18.1809
2033-11-01 | 0.27021 | -0.77337 | -9.7757 | -1.2664 | -0.090109 | -4.2345 | 0.022935 | -2.3694 | -18.2163
2033-12-01 | 0.27433 | -0.7734 | -9.7315 | -1.2568 | -0.090165 | -4.2195 | 0.024171 | -2.3429 | -18.1158
2034-01-01 | 0.27453 | -0.77343 | -9.7972 | -1.2558 | -0.089917 | -4.238 | 0.024171 | -2.3569 | -18.2125
2034-02-01 | 0.27454 | -0.77346 | -9.8014 | -1.254 | -0.09007 | -4.2666 | 0.024171 | -2.4176 | -18.3044
2034-03-01 | 0.27529 | -0.79126 | -9.9266 | -1.2874 | -0.089918 | -4.3104 | 0.024171 | -2.4079 | -18.514
2034-04-01 | 0.27628 | -0.79459 | -10.0424 | -1.3126 | -0.089346 | -4.3343 | 0.024171 | -2.4682 | -18.741
2034-05-01 | 0.27649 | -0.81766 | -10.0823 | -1.3275 | -0.08988 | -4.3782 | 0.024171 | -2.5085 | -18.9034
2034-06-01 | 0.27654 | -0.82171 | -10.2449 | -1.3547 | -0.091556 | -4.4022 | 0.024171 | -2.5092 | -19.1235
2034-07-01 | 0.2766 | -0.82578 | -10.3534 | -1.3575 | -0.093307 | -4.4309 | 0.024171 | -2.5101 | -19.2701
2034-08-01 | 0.27662 | -0.82948 | -10.5027 | -1.3586 | -0.095128 | -4.4673 | 0.024171 | -2.5075 | -19.4599
2034-09-01 | 0.27662 | -0.83269 | -10.5641 | -1.3586 | -0.09695 | -4.4673 | 0.024171 | -2.5016 | -19.5204
2034-10-01 | 0.27662 | -0.83272 | -10.5309 | -1.3586 | -0.098731 | -4.475 | 0.024171 | -2.4957 | -19.4908
2034-11-01 | 0.27672 | -0.83459 | -10.5407 | -1.3633 | -0.10053 | -4.5207 | 0.024171 | -2.5655 | -19.6243
2034-12-01 | 0.27675 | -0.83462 | -10.5806 | -1.3775 | -0.10222 | -4.5689 | 0.024171 | -2.5678 | -19.7307
2035-01-01 | 0.27676 | -0.84468 | -10.6088 | -1.4042 | -0.10401 | -4.6178 | 0.024171 | -2.6258 | -19.9044
2035-02-01 | 0.27677 | -0.84471 | -10.7214 | -1.4349 | -0.10582 | -4.6667 | 0.024171 | -2.6362 | -20.1089
2035-03-01 | 0.27738 | -0.86339 | -10.7469 | -1.5068 | -0.1073 | -4.7148 | 0.024171 | -2.6721 | -20.3097
2035-04-01 | 0.28705 | -0.86666 | -10.8153 | -1.4783 | -0.10689 | -4.7433 | 0.02701 | -2.649 | -20.3454
2035-05-01 | 0.28738 | -0.86668 | -10.8547 | -1.4684 | -0.10226 | -4.6786 | 0.02701 | -2.6896 | -20.3458
2035-06-01 | 0.28742 | -0.87078 | -10.9994 | -1.4948 | -0.10123 | -4.7248 | 0.02701 | -2.7347 | -20.6113
2035-07-01 | 0.28747 | -0.8784 | -11.135 | -1.497 | -0.10282 | -4.7578 | 0.02701 | -2.7354 | -20.792
2035-08-01 | 0.2875 | -0.88219 | -11.2349 | -1.4981 | -0.10464 | -4.7808 | 0.02701 | -2.7294 | -20.9155
2035-09-01 | 0.2875 | -0.88221 | -11.3373 | -1.4981 | -0.10648 | -4.7989 | 0.02701 | -2.7233 | -21.0318
2035-10-01 | 0.28755 | -0.88224 | -11.3019 | -1.4964 | -0.1082 | -4.8052 | 0.02701 | -2.7173 | -20.9966
2035-11-01 | 0.2877 | -0.88404 | -11.3485 | -1.4987 | -0.10987 | -4.8405 | 0.02701 | -2.7889 | -21.1558
2035-12-01 | 0.29573 | -0.88667 | -11.3302 | -1.5062 | -0.11098 | -4.872 | 0.027455 | -2.7674 | -21.1503
2036-01-01 | 0.306 | -0.8867 | -11.2534 | -1.4976 | -0.10998 | -4.8442 | 0.030719 | -2.7257 | -20.9808
2036-02-01 | 0.32011 | -0.88673 | -11.1539 | -1.483 | -0.10283 | -4.7317 | 0.035 | -2.6838 | -20.6869
2036-03-01 | 0.323 | -0.88675 | -11.1367 | -1.473 | -0.092934 | -4.7392 | 0.036301 | -2.6675 | -20.6368
2036-04-01 | 0.33186 | -0.88683 | -11.1471 | -1.4368 | -0.08216 | -4.6 | 0.03699 | -2.6398 | -20.4238
2036-05-01 | 0.33235 | -0.89032 | -11.1815 | -1.4494 | -0.077158 | -4.6209 | 0.03699 | -2.6775 | -20.5274
2036-06-01 | 0.33819 | -0.89403 | -11.3156 | -1.4501 | -0.075371 | -4.6551 | 0.03699 | -2.6625 | -20.6775
2036-07-01 | 0.33843 | -0.89854 | -11.4149 | -1.4491 | -0.074652 | -4.6767 | 0.03699 | -2.6626 | -20.801
2036-08-01 | 0.33848 | -0.90222 | -11.5606 | -1.4501 | -0.0761 | -4.7022 | 0.03699 | -2.6599 | -20.9756
2036-09-01 | 0.33848 | -0.90225 | -11.6222 | -1.4501 | -0.077947 | -4.7113 | 0.03699 | -2.6538 | -21.042
2036-10-01 | 0.33848 | -0.90228 | -11.589 | -1.45 | -0.079761 | -4.708 | 0.03699 | -2.6477 | -21.0013
2036-11-01 | 0.3387 | -0.90582 | -11.6098 | -1.4747 | -0.081626 | -4.7334 | 0.03699 | -2.7016 | -21.1313
2036-12-01 | 0.341 | -0.90818 | -11.6045 | -1.4767 | -0.083171 | -4.7656 | 0.03699 | -2.7204 | -21.1806
2037-01-01 | 0.35916 | -0.91734 | -11.5235 | -1.4596 | -0.081801 | -4.7092 | 0.040128 | -2.6742 | -20.9664
2037-02-01 | 0.36666 | -0.91737 | -11.4499 | -1.4531 | -0.077291 | -4.6717 | 0.043256 | -2.6555 | -20.815
2037-03-01 | 0.36687 | -0.93621 | -11.5971 | -1.5133 | -0.075013 | -4.7199 | 0.043256 | -2.7218 | -21.1532
2037-04-01 | 0.36745 | -0.93952 | -11.6309 | -1.509 | -0.074676 | -4.7664 | 0.043256 | -2.7131 | -21.2229
2037-05-01 | 0.36889 | -0.93954 | -11.738 | -1.4972 | -0.073684 | -4.7391 | 0.043256 | -2.7398 | -21.3151
2037-06-01 | 0.36901 | -0.94357 | -11.8086 | -1.5029 | -0.074152 | -4.7734 | 0.043256 | -2.7835 | -21.4739
2037-07-01 | 0.36911 | -0.94765 | -11.9408 | -1.5056 | -0.075812 | -4.8019 | 0.043256 | -2.784 | -21.6434
2037-08-01 | 0.3692 | -0.9546 | -12.0695 | -1.5067 | -0.077682 | -4.8246 | 0.043256 | -2.7812 | -21.8018
2037-09-01 | 0.36921 | -0.95463 | -12.1215 | -1.506 | -0.079545 | -4.8365 | 0.043256 | -2.775 | -21.8606
2037-10-01 | 0.36921 | -0.95466 | -12.0886 | -1.5047 | -0.081303 | -4.8322 | 0.043256 | -2.7689 | -21.8179
2037-11-01 | 0.36994 | -0.95648 | -12.07 | -1.5076 | -0.082956 | -4.8578 | 0.043256 | -2.7991 | -21.8608
2037-12-01 | 0.37037 | -0.96015 | -12.0905 | -1.5353 | -0.084423 | -4.9053 | 0.043312 | -2.8348 | -21.9968
2038-01-01 | 0.37464 | -0.96018 | -12.0521 | -1.5311 | -0.085407 | -4.9258 | 0.043312 | -2.8174 | -21.954
2038-02-01 | 0.38517 | -0.97116 | -12.1293 | -1.5267 | -0.084629 | -4.9494 | 0.043312 | -2.7933 | -22.026
2038-03-01 | 0.39583 | -0.97119 | -12.0065 | -1.5156 | -0.081546 | -4.8947 | 0.044501 | -2.776 | -21.8052
2038-04-01 | 0.39731 | -0.99384 | -12.1821 | -1.5536 | -0.07956 | -4.941 | 0.044501 | -2.837 | -22.1453
2038-05-01 | 0.39744 | -0.99739 | -12.2726 | -1.5676 | -0.080191 | -4.989 | 0.044501 | -2.8782 | -22.3431
2038-06-01 | 0.39757 | -1.0015 | -12.3733 | -1.5946 | -0.081943 | -5.0371 | 0.044501 | -2.9209 | -22.5674
2038-07-01 | 0.39762 | -1.0055 | -12.52 | -1.5974 | -0.083766 | -5.0643 | 0.044501 | -2.9213 | -22.7501
2038-08-01 | 0.39769 | -1.0091 | -12.6402 | -1.5985 | -0.085662 | -5.0907 | 0.044501 | -2.915 | -22.897
2038-09-01 | 0.39769 | -1.0125 | -12.693 | -1.5985 | -0.087558 | -5.1043 | 0.044501 | -2.9086 | -22.9622
2038-10-01 | 0.39769 | -1.0125 | -12.66 | -1.5985 | -0.089411 | -5.1075 | 0.044501 | -2.9024 | -22.9282
2038-11-01 | 0.39778 | -1.0185 | -12.6898 | -1.627 | -0.091327 | -5.1563 | 0.044501 | -2.9638 | -23.1045
2038-12-01 | 0.39786 | -1.023 | -12.7615 | -1.6521 | -0.09318 | -5.2052 | 0.044501 | -2.984 | -23.2766
2039-01-01 | 0.40052 | -1.0235 | -12.7624 | -1.6568 | -0.094766 | -5.2512 | 0.044513 | -2.9761 | -23.3198
2039-02-01 | 0.40354 | -1.0349 | -12.8475 | -1.6466 | -0.094429 | -5.2776 | 0.044513 | -2.9664 | -23.4194
2039-03-01 | 0.40731 | -1.0349 | -12.8716 | -1.687 | -0.093133 | -5.3143 | 0.044513 | -2.9579 | -23.507
2039-04-01 | 0.41069 | -1.0541 | -12.8947 | -1.679 | -0.091831 | -5.2817 | 0.049853 | -2.9963 | -23.537
2039-05-01 | 0.41095 | -1.0576 | -12.9699 | -1.751 | -0.092006 | -5.3067 | 0.049853 | -3.0376 | -23.754
2039-06-01 | 0.41118 | -1.0617 | -13.0844 | -1.7776 | -0.093671 | -5.3473 | 0.049853 | -3.0824 | -23.986
2039-07-01 | 0.41128 | -1.0695 | -13.2314 | -1.7809 | -0.095493 | -5.3749 | 0.049853 | -3.0829 | -24.174
2039-08-01 | 0.41133 | -1.0733 | -13.396 | -1.782 | -0.097407 | -5.4024 | 0.049853 | -3.0799 | -24.3699
2039-09-01 | 0.41133 | -1.0733 | -13.4595 | -1.7801 | -0.09932 | -5.4157 | 0.049853 | -3.0734 | -24.4401
2039-10-01 | 0.41149 | -1.0733 | -13.4267 | -1.7796 | -0.10118 | -5.4157 | 0.049853 | -3.0669 | -24.4021
2039-11-01 | 0.41273 | -1.0751 | -13.4157 | -1.7615 | -0.10215 | -5.423 | 0.050604 | -3.082 | -24.3962
2039-12-01 | 0.41386 | -1.0805 | -13.4311 | -1.759 | -0.10212 | -5.4491 | 0.050604 | -3.1419 | -24.4992
2040-01-01 | 0.41514 | -1.0805 | -13.4849 | -1.7557 | -0.10183 | -5.4669 | 0.050674 | -3.133 | -24.5571
2040-02-01 | 0.41694 | -1.0948 | -13.528 | -1.7546 | -0.10127 | -5.5144 | 0.050674 | -3.1233 | -24.6487
2040-03-01 | 0.41883 | -1.0948 | -13.5977 | -1.8225 | -0.10154 | -5.5591 | 0.050674 | -3.1853 | -24.8914
2040-04-01 | 0.41904 | -1.1173 | -13.8393 | -1.8839 | -0.10305 | -5.6073 | 0.050674 | -3.2207 | -25.3019
2040-05-01 | 0.42215 | -1.1206 | -13.8377 | -1.8982 | -0.10466 | -5.6559 | 0.05213 | -3.2754 | -25.4181
2040-06-01 | 0.42243 | -1.1246 | -13.9705 | -1.9249 | -0.10633 | -5.7046 | 0.05213 | -3.2744 | -25.6308
2040-07-01 | 0.42251 | -1.1292 | -14.1529 | -1.9277 | -0.10813 | -5.7454 | 0.05213 | -3.2745 | -25.8632
2040-08-01 | 0.42253 | -1.1361 | -14.2639 | -1.9294 | -0.11006 | -5.7819 | 0.05213 | -3.2714 | -26.0181
2040-09-01 | 0.42254 | -1.1361 | -14.3372 | -1.9294 | -0.11199 | -5.8079 | 0.05213 | -3.2649 | -26.1127
2040-10-01 | 0.42254 | -1.1361 | -14.3037 | -1.9292 | -0.11383 | -5.8163 | 0.05213 | -3.2585 | -26.083
2040-11-01 | 0.42272 | -1.1398 | -14.3148 | -1.9421 | -0.11563 | -5.8651 | 0.05213 | -3.3203 | -26.2229
2040-12-01 | 0.42275 | -1.146 | -14.3776 | -1.961 | -0.11737 | -5.9139 | 0.05213 | -3.3365 | -26.3775
2041-01-01 | 0.43424 | -1.1554 | -14.3434 | -1.9566 | -0.11868 | -5.9535 | 0.053677 | -3.2965 | -26.3362
2041-02-01 | 0.43555 | -1.1698 | -14.4302 | -1.9728 | -0.11896 | -5.9833 | 0.053677 | -3.2875 | -26.4734
2041-03-01 | 0.4368 | -1.1698 | -14.4839 | -2.0299 | -0.11924 | -6.0315 | 0.053677 | -3.3443 | -26.6882
2041-04-01 | 0.43727 | -1.1926 | -14.6297 | -2.0938 | -0.12056 | -6.0802 | 0.053677 | -3.4099 | -27.0358
2041-05-01 | 0.43749 | -1.2152 | -14.7769 | -2.136 | -0.12229 | -6.1286 | 0.053677 | -3.4498 | -27.3376
2041-06-01 | 0.43755 | -1.2192 | -14.9384 | -2.1482 | -0.12423 | -6.1767 | 0.053677 | -3.4497 | -27.5651
2041-07-01 | 0.4376 | -1.227 | -15.1016 | -2.1516 | -0.12611 | -6.2194 | 0.053677 | -3.4499 | -27.7844
2041-08-01 | 0.43763 | -1.2307 | -15.2588 | -2.1527 | -0.12806 | -6.2646 | 0.053677 | -3.4467 | -27.9903
2041-09-01 | 0.43763 | -1.234 | -15.2942 | -2.1526 | -0.12997 | -6.2884 | 0.053677 | -3.4402 | -28.0481
2041-10-01 | 0.43793 | -1.2341 | -15.2582 | -2.1526 | -0.13176 | -6.2917 | 0.053677 | -3.4332 | -28.0099
2041-11-01 | 0.43801 | -1.2396 | -15.2835 | -2.1786 | -0.13366 | -6.3388 | 0.053677 | -3.5014 | -28.1839
2041-12-01 | 0.43871 | -1.2396 | -15.3067 | -2.2219 | -0.1355 | -6.3856 | 0.053677 | -3.5521 | -28.3491
2042-01-01 | 0.4451 | -1.2464 | -15.3221 | -2.2139 | -0.13633 | -6.4214 | 0.053992 | -3.5235 | -28.3645
2042-02-01 | 0.44614 | -1.2611 | -15.4226 | -2.2545 | -0.13652 | -6.4669 | 0.053992 | -3.5779 | -28.6194
2042-03-01 | 0.44717 | -1.2611 | -15.5316 | -2.3058 | -0.13745 | -6.5123 | 0.053992 | -3.5666 | -28.8138
2042-04-01 | 0.4574 | -1.2837 | -15.5213 | -2.2896 | -0.13611 | -6.5298 | 0.053998 | -3.5323 | -28.7814
2042-05-01 | 0.46141 | -1.2838 | -15.4961 | -2.2403 | -0.13408 | -6.4897 | 0.053998 | -3.4995 | -28.628
2042-06-01 | 0.46176 | -1.2879 | -15.6473 | -2.2632 | -0.13484 | -6.5274 | 0.053998 | -3.543 | -28.888
2042-07-01 | 0.46186 | -1.2925 | -15.8068 | -2.266 | -0.13658 | -6.556 | 0.053998 | -3.5432 | -29.0851
2042-08-01 | 0.46191 | -1.2994 | -15.9496 | -2.2677 | -0.13854 | -6.5916 | 0.053998 | -3.5395 | -29.2704
2042-09-01 | 0.46195 | -1.2994 | -16 | -2.2672 | -0.1405 | -6.5912 | 0.053998 | -3.5327 | -29.3151
2042-10-01 | 0.46195 | -1.2994 | -15.9672 | -2.2671 | -0.1424 | -6.5896 | 0.053998 | -3.5263 | -29.276
2042-11-01 | 0.46195 | -1.303 | -15.9842 | -2.2772 | -0.14437 | -6.6264 | 0.053998 | -3.5943 | -29.4135
2042-12-01 | 0.46608 | -1.303 | -15.9809 | -2.2736 | -0.14601 | -6.648 | 0.054901 | -3.5804 | -29.4109
2043-01-01 | 0.46914 | -1.303 | -15.9456 | -2.2687 | -0.1472 | -6.6619 | 0.054901 | -3.5678 | -29.3703
2043-02-01 | 0.46975 | -1.3031 | -15.9997 | -2.2725 | -0.14827 | -6.7059 | 0.054901 | -3.5978 | -29.5026
2043-03-01 | 0.47157 | -1.3031 | -16 | -2.3298 | -0.14934 | -6.7497 | 0.054901 | -3.6055 | -29.611
2043-04-01 | 0.47293 | -1.3256 | -16 | -2.3176 | -0.14899 | -6.7809 | 0.054901 | -3.6661 | -29.7114
2043-05-01 | 0.47372 | -1.3259 | -16 | -2.3153 | -0.14737 | -6.791 | 0.054901 | -3.697 | -29.748
2043-06-01 | 0.47381 | -1.3333 | -16 | -2.3259 | -0.14812 | -6.8322 | 0.054901 | -3.7442 | -29.855
2043-07-01 | 0.4739 | -1.3373 | -16 | -2.3269 | -0.14974 | -6.8607 | 0.054901 | -3.7441 | -29.89
2043-08-01 | 0.47393 | -1.3444 | -16 | -2.3279 | -0.15164 | -6.8929 | 0.054901 | -3.7407 | -29.9288
2043-09-01 | 0.47393 | -1.3444 | -16 | -2.3278 | -0.15354 | -6.9037 | 0.054901 | -3.734 | -29.9346
2043-10-01 | 0.47393 | -1.3444 | -15.9748 | -2.3278 | -0.1554 | -6.9084 | 0.054901 | -3.7275 | -29.9094
2043-11-01 | 0.47406 | -1.3486 | -15.9968 | -2.3224 | -0.15672 | -6.9306 | 0.054901 | -3.7488 | -29.975
2043-12-01 | 0.47881 | -1.3523 | -16 | -2.3176 | -0.15614 | -6.9406 | 0.054901 | -3.7446 | -29.9776
2044-01-01 | 0.48181 | -1.3523 | -16 | -2.33 | -0.15456 | -6.9622 | 0.054901 | -3.7317 | -29.9941
2044-02-01 | 0.48387 | -1.3638 | -16 | -2.3398 | -0.15394 | -6.9967 | 0.054901 | -3.7651 | -30.0806
2044-03-01 | 0.48705 | -1.3817 | -16 | -2.3776 | -0.1537 | -7.037 | 0.054901 | -3.7545 | -30.1626
2044-04-01 | 0.49171 | -1.385 | -16 | -2.376 | -0.15363 | -7.0752 | 0.054901 | -3.7542 | -30.1974
2044-05-01 | 0.49237 | -1.4043 | -15.9994 | -2.443 | -0.15444 | -7.1164 | 0.054901 | -3.7875 | -30.3577
2044-06-01 | 0.49264 | -1.4079 | -16 | -2.4419 | -0.15612 | -7.155 | 0.055056 | -3.826 | -30.4393
2044-07-01 | 0.49275 | -1.4156 | -16 | -2.4435 | -0.15794 | -7.1708 | 0.055056 | -3.8295 | -30.4695
2044-08-01 | 0.49281 | -1.4192 | -15.9999 | -2.4444 | -0.15988 | -7.2122 | 0.055056 | -3.8226 | -30.5103
2044-09-01 | 0.49282 | -1.4192 | -16 | -2.4444 | -0.16186 | -7.2264 | 0.055056 | -3.8158 | -30.5199
2044-10-01 | 0.49284 | -1.4192 | -15.9737 | -2.4444 | -0.16379 | -7.2355 | 0.055056 | -3.8091 | -30.4979
2044-11-01 | 0.49314 | -1.421 | -16 | -2.4525 | -0.16553 | -7.2756 | 0.055056 | -3.8264 | -30.5927
2044-12-01 | 0.49455 | -1.421 | -16 | -2.4494 | -0.16673 | -7.3138 | 0.055056 | -3.8768 | -30.6782
2045-01-01 | 0.49958 | -1.4211 | -16 | -2.4441 | -0.1676 | -7.3482 | 0.055056 | -3.8595 | -30.6858
2045-02-01 | 0.50193 | -1.4211 | -16 | -2.4632 | -0.16861 | -7.3889 | 0.055056 | -3.9046 | -30.7894
2045-03-01 | 0.5021 | -1.4384 | -16 | -2.5123 | -0.16943 | -7.428 | 0.057055 | -3.8984 | -30.8874
2045-04-01 | 0.50309 | -1.4417 | -16 | -2.5094 | -0.17044 | -7.4652 | 0.059629 | -3.9639 | -30.9879
2045-05-01 | 0.5033 | -1.4648 | -15.9988 | -2.596 | -0.17204 | -7.5053 | 0.059629 | -4.0015 | -31.1755
2045-06-01 | 0.50336 | -1.4688 | -15.9997 | -2.6081 | -0.17401 | -7.5451 | 0.059629 | -4.0457 | -31.2786
2045-07-01 | 0.50342 | -1.4733 | -15.9994 | -2.6108 | -0.17588 | -7.5847 | 0.059629 | -4.0491 | -31.3301
2045-08-01 | 0.50344 | -1.4803 | -15.9992 | -2.6124 | -0.17785 | -7.624 | 0.059629 | -4.0422 | -31.373
2045-09-01 | 0.50344 | -1.4804 | -15.9995 | -2.6124 | -0.17985 | -7.6516 | 0.059629 | -4.0354 | -31.3959
2045-10-01 | 0.50345 | -1.4804 | -15.9817 | -2.6124 | -0.18181 | -7.6605 | 0.059629 | -4.0287 | -31.3824
2045-11-01 | 0.50386 | -1.4844 | -16 | -2.6312 | -0.18376 | -7.6993 | 0.059629 | -4.0573 | -31.4924
2045-12-01 | 0.50469 | -1.4897 | -16 | -2.6688 | -0.1855 | -7.7377 | 0.059629 | -4.0847 | -31.602
2046-01-01 | 0.50877 | -1.4906 | -16 | -2.6627 | -0.18666 | -7.7702 | 0.059746 | -4.0655 | -31.6071
2046-02-01 | 0.51818 | -1.4906 | -16 | -2.6518 | -0.1847 | -7.7652 | 0.062325 | -4.0422 | -31.554
2046-03-01 | 0.52729 | -1.4907 | -16 | -2.6512 | -0.18227 | -7.789 | 0.062559 | -4.0087 | -31.532
2046-04-01 | 0.52913 | -1.5099 | -16 | -2.7013 | -0.18303 | -7.8264 | 0.062559 | -4.074 | -31.7029
2046-05-01 | 0.53057 | -1.5132 | -15.9993 | -2.7015 | -0.18424 | -7.8618 | 0.062559 | -4.1037 | -31.7706
2046-06-01 | 0.53074 | -1.5172 | -16 | -2.722 | -0.18573 | -7.898 | 0.062559 | -4.147 | -31.8766
2046-07-01 | 0.53079 | -1.5212 | -16 | -2.7193 | -0.18758 | -7.9256 | 0.062559 | -4.147 | -31.9073
2046-08-01 | 0.53084 | -1.5282 | -16 | -2.7202 | -0.1896 | -7.9611 | 0.062559 | -4.1433 | -31.949
2046-09-01 | 0.53084 | -1.5282 | -16 | -2.72 | -0.19163 | -7.9789 | 0.062559 | -4.1364 | -31.9618
2046-10-01 | 0.53088 | -1.5282 | -15.9742 | -2.7194 | -0.1936 | -7.9792 | 0.062559 | -4.1296 | -31.9308
2046-11-01 | 0.53124 | -1.5318 | -15.9966 | -2.7315 | -0.19553 | -8.0159 | 0.062559 | -4.1469 | -32.0243
2046-12-01 | 0.53399 | -1.5349 | -16 | -2.7342 | -0.19686 | -8.0496 | 0.062559 | -4.1827 | -32.1016
2047-01-01 | 0.53717 | -1.5421 | -15.9999 | -2.7281 | -0.19736 | -8.081 | 0.062559 | -4.1685 | -32.1173
2047-02-01 | 0.53939 | -1.5421 | -16 | -2.7268 | -0.19783 | -8.1158 | 0.062559 | -4.2035 | -32.1841
2047-03-01 | 0.53977 | -1.5592 | -16 | -2.7725 | -0.19843 | -8.1504 | 0.062559 | -4.2183 | -32.2966
2047-04-01 | 0.53999 | -1.5817 | -16 | -2.8285 | -0.19956 | -8.1854 | 0.062559 | -4.2837 | -32.4763
2047-05-01 | 0.5402 | -1.5852 | -16 | -2.8508 | -0.20081 | -8.2206 | 0.062559 | -4.3209 | -32.5756
2047-06-01 | 0.5403 | -1.5893 | -15.9996 | -2.8669 | -0.20241 | -8.2558 | 0.062559 | -4.366 | -32.6772
2047-07-01 | 0.54035 | -1.5934 | -15.9992 | -2.8702 | -0.20427 | -8.2911 | 0.062559 | -4.3657 | -32.721
2047-08-01 | 0.54038 | -1.6003 | -15.9994 | -2.8713 | -0.2063 | -8.3262 | 0.062559 | -4.3621 | -32.7626
2047-09-01 | 0.54038 | -1.6003 | -15.9992 | -2.8712 | -0.20827 | -8.3576 | 0.062559 | -4.3551 | -32.7888
2047-10-01 | 0.5404 | -1.6003 | -15.9783 | -2.8711 | -0.21014 | -8.3631 | 0.062559 | -4.3483 | -32.7683
2047-11-01 | 0.54046 | -1.6043 | -16 | -2.877 | -0.21207 | -8.3977 | 0.062559 | -4.4293 | -32.9174
2047-12-01 | 0.54796 | -1.6076 | -16 | -2.8741 | -0.21325 | -8.4283 | 0.062559 | -4.3963 | -32.909
2048-01-01 | 0.54851 | -1.6083 | -15.9999 | -2.8734 | -0.21406 | -8.4616 | 0.062559 | -4.3866 | -32.9329
2048-02-01 | 0.54852 | -1.6203 | -16 | -2.9067 | -0.21518 | -8.4946 | 0.062559 | -4.4437 | -33.0694
2048-03-01 | 0.54863 | -1.6203 | -16 | -2.9025 | -0.2157 | -8.5265 | 0.062559 | -4.4783 | -33.1321
2048-04-01 | 0.54883 | -1.6427 | -15.9991 | -2.9597 | -0.21654 | -8.5596 | 0.062559 | -4.4991 | -33.2653
2048-05-01 | 0.549 | -1.6657 | -15.9985 | -2.9836 | -0.21794 | -8.5929 | 0.062559 | -4.587 | -33.4341
2048-06-01 | 0.54907 | -1.6697 | -15.9994 | -3.0011 | -0.21971 | -8.626 | 0.062559 | -4.6318 | -33.5361
2048-07-01 | 0.54912 | -1.6738 | -15.9993 | -3.0044 | -0.22161 | -8.6591 | 0.062559 | -4.6319 | -33.5784
2048-08-01 | 0.54915 | -1.6808 | -15.9992 | -3.0055 | -0.22365 | -8.692 | 0.062559 | -4.6282 | -33.6177
2048-09-01 | 0.54915 | -1.6809 | -15.9992 | -3.0055 | -0.2257 | -8.7246 | 0.062559 | -4.6212 | -33.6453
2048-10-01 | 0.54929 | -1.6809 | -15.9802 | -3.0043 | -0.22748 | -8.7321 | 0.062559 | -4.6142 | -33.6273
2048-11-01 | 0.54991 | -1.6827 | -16 | -3.0029 | -0.22888 | -8.7619 | 0.062559 | -4.6387 | -33.7025
2048-12-01 | 0.5551 | -1.6827 | -15.9999 | -2.9995 | -0.22936 | -8.7854 | 0.062559 | -4.6235 | -33.7026
2049-01-01 | 0.55541 | -1.6827 | -16 | -3.0152 | -0.22953 | -8.816 | 0.062559 | -4.6315 | -33.757
2049-02-01 | 0.55636 | -1.6828 | -16 | -3.0136 | -0.22995 | -8.8458 | 0.062559 | -4.6616 | -33.8148
2049-03-01 | 0.5668 | -1.6828 | -16 | -3.0105 | -0.22974 | -8.8173 | 0.063854 | -4.5973 | -33.707
2049-04-01 | 0.56871 | -1.7021 | -16 | -3.0452 | -0.22938 | -8.8428 | 0.063889 | -4.6429 | -33.8299
2049-05-01 | 0.56881 | -1.7056 | -15.9987 | -3.0473 | -0.23016 | -8.8738 | 0.063889 | -4.6828 | -33.9058
2049-06-01 | 0.56893 | -1.7097 | -16 | -3.074 | -0.23204 | -8.9046 | 0.063889 | -4.7279 | -34.0154
2049-07-01 | 0.56898 | -1.7139 | -16 | -3.0749 | -0.234 | -8.9352 | 0.063889 | -4.7277 | -34.0528
2049-08-01 | 0.56901 | -1.7207 | -16 | -3.0758 | -0.23605 | -8.9655 | 0.063889 | -4.7241 | -34.0892
2049-09-01 | 0.56901 | -1.7207 | -16 | -3.0758 | -0.23812 | -8.9733 | 0.063889 | -4.7169 | -34.092
2049-10-01 | 0.56905 | -1.7208 | -15.9714 | -3.0748 | -0.23994 | -8.9713 | 0.063889 | -4.71 | -34.0551
2049-11-01 | 0.56912 | -1.7262 | -16 | -3.0835 | -0.24174 | -9.0015 | 0.063889 | -4.7362 | -34.1561
2049-12-01 | 0.56913 | -1.7303 | -16 | -3.1215 | -0.24359 | -9.0323 | 0.063889 | -4.8079 | -34.3026
2050-01-01 | 0.5921 | -1.7323 | -15.9998 | -3.1092 | -0.24403 | -9.0445 | 0.067426 | -4.7411 | -34.2114
2050-02-01 | 0.59549 | -1.7323 | -16 | -3.1024 | -0.24229 | -9.0151 | 0.072736 | -4.7183 | -34.1421
2050-03-01 | 0.61455 | -1.7324 | -15.9632 | -3.0948 | -0.2389 | -8.9994 | 0.074874 | -4.6687 | -34.0079
2050-04-01 | 0.61567 | -1.7516 | -16 | -3.1345 | -0.23656 | -9.0258 | 0.074989 | -4.731 | -34.1888
2050-05-01 | 0.61711 | -1.7552 | -15.9999 | -3.1498 | -0.23675 | -9.0498 | 0.074989 | -4.7259 | -34.2253
2050-06-01 | 0.61731 | -1.7592 | -15.9992 | -3.1648 | -0.23828 | -9.0794 | 0.074989 | -4.7703 | -34.3189
2050-07-01 | 0.61743 | -1.7633 | -16 | -3.1672 | -0.24018 | -9.0999 | 0.075145 | -4.7699 | -34.3479
2050-08-01 | 0.61749 | -1.7704 | -16 | -3.1676 | -0.24225 | -9.1292 | 0.075145 | -4.7657 | -34.3825
2050-09-01 | 0.61749 | -1.7704 | -16 | -3.1675 | -0.24427 | -9.1432 | 0.075145 | -4.7585 | -34.3913
2050-10-01 | 0.61753 | -1.7704 | -15.9692 | -3.1675 | -0.24623 | -9.1422 | 0.075145 | -4.7515 | -34.3543
2050-11-01 | 0.61767 | -1.7723 | -15.9988 | -3.1759 | -0.24827 | -9.1714 | 0.075145 | -4.8145 | -34.4885
2050-12-01 | 0.61802 | -1.7759 | -16 | -3.1725 | -0.24983 | -9.1996 | 0.075293 | -4.806 | -34.5105
2051-01-01 | 0.6275 | -1.7759 | -16 | -3.1669 | -0.25005 | -9.2031 | 0.077287 | -4.7919 | -34.4831
2051-02-01 | 0.62839 | -1.776 | -16 | -3.1666 | -0.24992 | -9.221 | 0.077287 | -4.7843 | -34.4921
2051-03-01 | 0.62839 | -1.776 | -15.9901 | -3.1665 | -0.25048 | -9.2177 | 0.077287 | -4.7778 | -34.4729
2051-04-01 | 0.62839 | -1.795 | -15.9571 | -3.2194 | -0.25192 | -9.2204 | 0.077287 | -4.7706 | -34.5088
2051-05-01 | 0.62839 | -1.795 | -15.9609 | -3.2194 | -0.2537 | -9.219 | 0.077287 | -4.7636 | -34.506
2051-06-01 | 0.62839 | -1.7951 | -15.9331 | -3.2194 | -0.25572 | -9.2126 | 0.077287 | -4.7565 | -34.4666
2051-07-01 | 0.62839 | -1.7951 | -15.9063 | -3.2194 | -0.25772 | -9.2022 | 0.077287 | -4.7495 | -34.4245
2051-08-01 | 0.62839 | -1.7951 | -15.8936 | -3.2194 | -0.25981 | -9.1922 | 0.077287 | -4.7423 | -34.3968
Sum | 121.297 | -347.382 | -3938.45 | -606.945 | -40.1478 | -1798.71 | 13.2929 | -1000.82 | -7597.87

## GP Irrigation
Transmission Link Flow
Scenario: Wastewater Reuse No Desal, All months (12)
Cubic Meter
| "Transmission Link from Anti Atlas GW to I_PMH Anti Atlas Ighrem" | "Transmission Link from Chtouka GW to I_Modern Prive Chtouka" | "Transmission Link from Chtouka GW to I_Modern Public Massa" | "Transmission Link from Chtouka GW to I_Moderne Prive Massa" | "Transmission Link from Chtouka GW to I_Oughzifen" | "Transmission Link from Haut Montagne Souss GW to I_PMH Montagne Souss" | "Transmission Link from Haut Montagne Souss GW to I_PMH Taliouine Tifnoute" | "Transmission Link from Souss GW to I_El Guerdane" | "Transmission Link from Souss GW to I_Moderne Prive Souss" | "Transmission Link from Souss GW to I_Moderne Public Issen" | "Transmission Link from Souss GW to I_Moderne Public Souss Amont" | "Transmission Link from Souss GW to I_Traditional Rehabilite du Souss Perimetre D" | "Transmission Link from Souss GW to I_Traditionnel non Rehabilite 2eme" | "Transmission Link from Souss GW to I_Traditionnel rehabilite du Souss 1ere" | "Transmission Link from Souss GW to I_Traditionnel Rehabilite Souss Amont" | "Transmission Link from Tiznit GW to I_PMH de Tiznit" | Sum
2018-09-01 | 0 | 0 | 6.8824 | 0 | 0 | 0 | 0 | 0 | 0 | 70.7215 | 1810382 | 0 | 0 | 0 | 926464 | 0 | 2736924
2018-10-01 | 415641 | 1878205 | 2.7405 | 659498 | 10679.4 | 0 | 1692532 | 0 | 8193466 | 3.8203 | 2748391 | 171458 | 0 | 967635 | 959218 | 665741 | 18362470
2018-11-01 | 0 | 0 | 258143 | 2928611 | 38123.4 | 0 | 0 | 90.1845 | 6486795 | 0 | 3118532 | 1392234 | 1641541 | 8906933 | 1648019 | 6106247 | 32525269
2018-12-01 | 0 | 1830590 | 10.4263 | 1080580 | 10029.6 | 0 | 0 | 0 | 7593090 | 0 | 4872703 | 1059386 | 419829 | 6280984 | 571064 | 0 | 23718266
2019-01-01 | 0 | 0 | 0 | 0 | 0 | 0 | 0 | 0 | 0 | 0 | 45182.8 | 0 | 0 | 0 | 105260 | 0 | 150443
2019-02-01 | 0 | 0 | 0 | 6694722 | 111808 | 0 | 0 | 0 | 13529774 | 0 | 2775891 | 0 | 0 | 0 | 11956.9 | 1676233 | 24800384
2019-03-01 | 4582124 | 12515090 | 2194909 | 2182355 | 30434.5 | 5554126 | 18531708 | 13.383 | 51479614 | 15.4136 | 7501129 | 1720 | 0 | 0 | 3716 | 3652044 | 108228998
2019-04-01 | 835052 | 2646853 | 2881268 | 2070749 | 80879.9 | 6078804 | 125951 | 113.66 | 54071917 | 14.4156 | 4934449 | 4349.42 | 0 | 0 | 8030.3 | 4014869 | 77753299
2019-05-01 | 955832 | 5620241 | 3850455 | 10231562 | 64442.3 | 10224323 | 447876 | 20.2183 | 27365618 | 27.6536 | 6151375 | 1798446 | 6989043 | 11324875 | 4759311 | 4396005 | 94179451
2019-06-01 | 1748669 | 3066284 | 7129603 | 4615470 | 91710.1 | 428656 | 690871 | 28.1614 | 18912592 | 5.3888 | 3368348 | 116656 | 260168 | 771507 | 1219959 | 586114 | 43006641
2019-07-01 | 867015 | 4793398 | 4620108 | 7760002 | 103836 | 215218 | 227174 | 1779924 | 30019602 | 9.9545 | 1743255 | 59068.6 | 0 | 1152115 | 30198.5 | 0 | 53370925
2019-08-01 | 0 | 2255642 | 5995373 | 3335926 | 27924.8 | 0 | 0 | 4556177 | 20938629 | 5.9107 | 2626138 | 0 | 0 | 0 | 15045.3 | 0 | 39750860
2019-09-01 | 0 | 0 | 0 | 0 | 0 | 0 | 0 | 0 | 7516199 | 74.2467 | 4833927 | 0 | 0 | 0 | 1218413 | 0 | 13568613
2019-10-01 | 483912 | 1435939 | 54.4199 | 914809 | 12739.3 | 0.52762 | 60.3587 | 72.5343 | 8321107 | 0 | 957184 | 1678321 | 5891597 | 11008267 | 1216452 | 0 | 31920515
2019-11-01 | 1204053 | 4201114 | 0 | 3330308 | 57896.9 | 0 | 805814 | 7.5953 | 31314182 | 16.2396 | 4338062 | 2585390 | 6956063 | 7702572 | 1723072 | 2707984 | 66926535
2019-12-01 | 0 | 1836312 | 2266721 | 1753044 | 44766 | 5923769 | 6335812 | 63.821 | 27887090 | 80.7683 | 5759851 | 1121910 | 6229373 | 16237059 | 704880 | 4693434 | 80794166
2020-01-01 | 0 | 7709872 | 520025 | 5011026 | 55433.7 | 0 | 0 | 0 | 3669200 | 88.9913 | 3957692 | 0 | 99692.1 | 430297 | 1451649 | 0 | 22904975
2020-02-01 | 4057135 | 0 | 0 | 1212594 | 74006.4 | 0 | 0 | 0 | 53110929 | 76.1369 | 1586551 | 100056 | 0 | 0 | 1060099 | 0 | 61201447
2020-03-01 | 0 | 10200026 | 0 | 2775040 | 0 | 0 | 0 | 0 | 7542473 | 0 | 108962 | 0 | 0 | 0 | 0 | 0 | 20626502
2020-04-01 | 846125 | 2631001 | 3285316 | 4140913 | 69792.8 | 4207880 | 0 | 5.519 | 52629150 | 0 | 6347692 | 11363.9 | 0 | 0 | 21 | 3875756 | 78045016
2020-05-01 | 966965 | 5561289 | 4010097 | 8786514 | 78290.4 | 4012971 | 450211 | 56.3201 | 23932565 | 57.3479 | 7383408 | 1471325 | 6648802 | 8795084 | 3942775 | 4346716 | 80387126
2020-06-01 | 981189 | 3082757 | 6193748 | 7009018 | 100178 | 429402 | 681624 | 22.7434 | 28057205 | 7.3846 | 5607300 | 118545 | 999577 | 1139547 | 1241789 | 578398 | 56220308
2020-07-01 | 883364 | 6942875 | 4901366 | 5486676 | 76503.2 | 211544 | 230902 | 24.9145 | 29988227 | 7.4768 | 1605645 | 57376.3 | 204473 | 805294 | 3697.55 | 0 | 51397976
2020-08-01 | 799680 | 2142933 | 6427028 | 3376359 | 67629.6 | 0 | 0 | 8.3701 | 24700547 | 4.3306 | 2662919 | 0 | 0 | 0 | 0 | 0 | 40177110
2020-09-01 | 0 | 0 | 0 | 0 | 0 | 0 | 0 | 0 | 3860919 | 19.2547 | 3124703 | 0 | 0 | 0 | 1193717 | 0 | 8179357
2020-10-01 | 960279 | 1211898 | 45.1134 | 804687 | 14440.9 | 1912107 | 2838593 | 9.4153 | 12066159 | 61.5009 | 2597170 | 2255516 | 546256 | 9215278 | 2082675 | 2086178 | 38591352
2020-11-01 | 0 | 1084809 | 30.0445 | 3533851 | 13641.3 | 24.7468 | 2876910 | 1.0584 | 20699112 | 6.7783 | 1240037 | 34214.5 | 5376763 | 8954639 | 49970.5 | 0 | 43864010
2020-12-01 | 0 | 6341485 | 173866 | 3000325 | 53232 | 0 | 511724 | 6.4654 | 35109387 | 81.7363 | 2793919 | 1458705 | 0 | 252751 | 1626818 | 4941768 | 56264067
2021-01-01 | 2905970 | 0 | 1082208 | 3394563 | 45037.8 | 3955609 | 12984588 | 58.6756 | 37765220 | 43.3354 | 8742405 | 821056 | 4741478 | 4873900 | 1980370 | 0 | 83292506
2021-02-01 | 0 | 10537030 | 0 | 4571757 | 58813.9 | 0 | 0 | 95.5221 | 5944765 | 75.317 | 277632 | 98248.1 | 0 | 0 | 67788.9 | 0 | 21556206
2021-03-01 | 4610705 | 12530628 | 1353131 | 2337111 | 86067.7 | 90.809 | 17329849 | 4.876 | 52554676 | 0 | 6357494 | 12670.4 | 0 | 0 | 95 | 3260790 | 100433313
2021-04-01 | 767126 | 2316464 | 3042179 | 1936451 | 12719.7 | 9572524 | 100692 | 37.619 | 14094316 | 78.0266 | 4751479 | 1502623 | 6330358 | 8334175 | 3903016 | 6581080 | 63245318
2021-05-01 | 963928 | 3618951 | 5743788 | 9443695 | 98144.1 | 384677 | 452118 | 5636844 | 24159265 | 38.5013 | 6369812 | 1206304 | 7226105 | 7884235 | 2454694 | 296593 | 75939192
2021-06-01 | 1056898 | 5235313 | 8136344 | 7275553 | 118553 | 642680 | 451093 | 8395172 | 31076295 | 46.9987 | 5648022 | 116223 | 1200220 | 1155945 | 1216895 | 619954 | 72345203
2021-07-01 | 1648653 | 4882798 | 4155452 | 7695064 | 76454.7 | 217361 | 441822 | 8078006 | 29566327 | 4.5575 | 1599171 | 56490.7 | 313977 | 1192847 | 0 | 298188 | 60222614
2021-08-01 | 0 | 2168565 | 6119497 | 3286961 | 27868.3 | 0 | 0 | 3839019 | 20749100 | 12.3756 | 2568317 | 0 | 0 | 0 | 0 | 0 | 38759339
2021-09-01 | 0 | 0 | 0 | 0 | 0 | 0 | 0 | 0 | 3818802 | 4.0049 | 3023043 | 0 | 0 | 0 | 1913850 | 0 | 8755699
2021-10-01 | 996755 | 2056575 | 76.8735 | 2942587 | 34327.4 | 8645284 | 4058060 | 2704639 | 11989872 | 14.9245 | 5205051 | 2582726 | 7324814 | 15491199 | 2316717 | 6107390 | 72456088
2021-11-01 | 1788165 | 3121951 | 994787 | 4007516 | 56406.7 | 5998627 | 4748427 | 6942650 | 33585874 | 38.3439 | 6674072 | 392740 | 6006446 | 4676800 | 616320 | 6071013 | 85681832
2021-12-01 | 347352 | 3567297 | 74.1354 | 1326606 | 30233.3 | 0 | 0 | 5407224 | 49189593 | 11.1586 | 4256820 | 895.086 | 0 | 4743.2 | 182 | 0 | 64131031
2022-01-01 | 2805457 | 1880918 | 0 | 451809 | 46051 | 0 | 275.767 | 51.6924 | 0 | 28.5757 | 1854386 | 1335904 | 0 | 8599706 | 3389551 | 0 | 20364140
2022-02-01 | 0 | 11836662 | 0 | 7162200 | 108603 | 256.676 | 436692 | 5.451 | 52500881 | 0 | 6490743 | 0 | 0 | 0 | 10643 | 3198505 | 81745191
2022-03-01 | 5389552 | 2462526 | 1478127 | 2316815 | 57540.4 | 46.7056 | 17909553 | 4.8755 | 52796123 | 0 | 6084756 | 14439.7 | 0 | 0 | 50 | 686200 | 89195733
2022-04-01 | 0 | 10003637 | 2621614 | 2581419 | 16378.5 | 4.2135 | 0 | 25.7002 | 45073685 | 55.1702 | 1542187 | 1493254 | 0 | 7991400 | 2830400 | 3251510 | 77405568
2022-05-01 | 873292 | 5933712 | 2418335 | 11289297 | 71179 | 0 | 0 | 0 | 29652777 | 83.1743 | 6668270 | 1188162 | 4698297 | 6763339 | 2124522 | 4298164 | 75979428
2022-06-01 | 1060719 | 5382780 | 7514507 | 5353287 | 138265 | 142773 | 433383 | 35.6206 | 28163461 | 45.3798 | 5636043 | 114976 | 1203561 | 1127539 | 1238642 | 589465 | 58099482
2022-07-01 | 897933 | 4822454 | 5925355 | 7766297 | 104485 | 3.7569 | 448983 | 27.8324 | 33479145 | 9.0103 | 1398566 | 58416.9 | 323530 | 1159167 | 0 | 308154 | 56692528
2022-08-01 | 789054 | 0 | 4595358 | 2762329 | 39116 | 0 | 0 | 77.3399 | 17034744 | 50.4206 | 2631966 | 0 | 0 | 0 | 0 | 0 | 27852694
2022-09-01 | 0 | 0 | 0 | 0 | 0 | 0 | 0 | 0 | 3894307 | 40.9967 | 3084783 | 0 | 0 | 0 | 1019080 | 0 | 7998212
2022-10-01 | 842295 | 2740743 | 2017417 | 2629364 | 49780 | 665001 | 3613683 | 86.5015 | 23175512 | 90.87 | 7030878 | 2181920 | 13976830 | 9684519 | 2815970 | 3647187 | 75071276
2022-11-01 | 976794 | 1809154 | 0 | 1472134 | 58074.4 | 0 | 754721 | 2.0307 | 27704453 | 67.385 | 748552 | 2705106 | 6728584 | 16291345 | 1644712 | 3704546 | 64598245
2022-12-01 | 2380186 | 1804925 | 1378837 | 3530111 | 19022 | 9191633 | 9331482 | 60.4497 | 38382693 | 2798645 | 7037402 | 1113624 | 6241307 | 0 | 622268 | 970554 | 84802749
2023-01-01 | 0 | 8621845 | 3851631 | 4155169 | 101699 | 0 | 884429 | 481.589 | 44068609 | 6183171 | 4819699 | 37070.3 | 129992 | 2245902 | 1051320 | 3857153 | 80008170
2023-02-01 | 4330552 | 0 | 0 | 3607576 | 12814 | 66.0808 | 18697845 | 3.0799 | 17077608 | 84.5508 | 5109061 | 1174931 | 617005 | 766175 | 2585336 | 2141753 | 56120810
2023-03-01 | 5416790 | 12756435 | 5101152 | 6547887 | 89259.5 | 5250128 | 30845.5 | 9452215 | 35936469 | 7014096 | 6422463 | 2036.22 | 0 | 13328.9 | 0 | 6608500 | 100641605
2023-04-01 | 844630 | 2508756 | 2730178 | 2302407 | 70452 | 9962657 | 18807468 | 16595096 | 31909727 | 5384171 | 4966723 | 1383.09 | 0 | 9915 | 0 | 3951304 | 100044866
2023-05-01 | 881720 | 5556721 | 3772425 | 5941934 | 64187.3 | 6506526 | 423799 | 4276604 | 32565096 | 3320599 | 8253189 | 678783 | 3789420 | 4337700 | 1606670 | 4024913 | 86000287
2023-06-01 | 1054112 | 3074874 | 7781150 | 9349293 | 119872 | 421300 | 674399 | 8498678 | 28736981 | 3441550 | 4380559 | 204690 | 1536525 | 1377649 | 1594535 | 608024 | 72854190
2023-07-01 | 864584 | 4835053 | 6084795 | 4939436 | 75305.6 | 216974 | 223607 | 8148431 | 34426505 | 891269 | 1967844 | 59649.9 | 380658 | 1173915 | 0 | 295967 | 64583994
2023-08-01 | 788056 | 2194166 | 4212211 | 3378551 | 39247.4 | 0 | 0 | 3705302 | 7686957 | 631812 | 2590310 | 0 | 0 | 0 | 0 | 0 | 25226612
2023-09-01 | 0 | 0 | 0 | 0 | 0 | 0 | 0 | 0 | 7565735 | 2281468 | 3179856 | 0 | 0 | 0 | 1971565 | 0 | 14998624
2023-10-01 | 430496 | 3291705 | 1378626 | 2539120 | 56948.4 | 704185 | 1783734 | 2891146 | 17867513 | 6256906 | 4893998 | 1776880 | 9310947 | 10834012 | 1457570 | 3725066 | 69198853
2023-11-01 | 493814 | 1541805 | 0 | 629323 | 3717.86 | 58.8638 | 4.6795 | 7.9801 | 18940365 | 7.2216 | 58484.4 | 2574699 | 3678723 | 16539882 | 1878577 | 0 | 46339470
2023-12-01 | 0 | 6716941 | 347704 | 1468391 | 71228.2 | 80.1399 | 0 | 44.5779 | 43857047 | 78.0866 | 6672307 | 801307 | 2294880 | 4143000 | 1067170 | 3162215 | 70602392
2024-01-01 | 3069809 | 0 | 3000581 | 4809056 | 22286.8 | 0 | 14698371 | 2.1808 | 43786266 | 35.6102 | 5298559 | 719843 | 4263464 | 3926840 | 841230 | 1525772 | 85962117
2024-02-01 | 0 | 10425033 | 28.6358 | 7025281 | 109662 | 10057732 | 876264 | 735267 | 53066912 | 4.998 | 5137903 | 1187.07 | 95.6 | 7488.07 | 3 | 3755628 | 91198489
2024-03-01 | 5385608 | 12710584 | 1822074 | 2296975 | 57899.1 | 1607255 | 18678927 | 13192908 | 39303736 | 5.3538 | 6293302 | 1257.3 | 0 | 8184.8 | 134 | 6554169 | 107913018
2024-04-01 | 813612 | 2570791 | 3321634 | 3748737 | 30016.9 | 9880353 | 129811 | 3457110 | 23899412 | 452894 | 4887440 | 1644219 | 9192433 | 10810999 | 4490667 | 126470 | 79456598
2024-05-01 | 881841 | 3232718 | 1812924 | 6754327 | 84735.2 | 217706 | 227401 | 4377591 | 15680210 | 2902905 | 3830076 | 1206702 | 6857403 | 8065583 | 2346720 | 4082316 | 62561160
2024-06-01 | 1056042 | 5315645 | 4769601 | 8248463 | 101604 | 430794 | 692215 | 8137868 | 32938972 | 3368988 | 5642440 | 119291 | 799365 | 804190 | 1231016 | 589589 | 74246083
2024-07-01 | 888155 | 4954366 | 7520046 | 7715592 | 104472 | 216225 | 220213 | 11040610 | 29808201 | 947066 | 1484848 | 56536.8 | 368875 | 1171530 | 0 | 295636 | 66792371
2024-08-01 | 789456 | 2151819 | 4508487 | 3366634 | 39420.3 | 0 | 0 | 815159 | 20729505 | 630287 | 2604163 | 0 | 0 | 0 | 0 | 0 | 35634930
2024-09-01 | 0 | 0 | 60.2091 | 0 | 0 | 0 | 0 | 0 | 3790600 | 2269108 | 2062162 | 0 | 0 | 0 | 964125 | 0 | 9086055
2024-10-01 | 852797 | 2713592 | 927952 | 1112630 | 41972.2 | 8956717 | 3669516 | 3804325 | 15623221 | 6046940 | 7170576 | 1874567 | 10948005 | 11386176 | 1914870 | 7438104 | 84481959
2024-11-01 | 628153 | 0 | 0 | 676801 | 3753.64 | 0 | 0 | 97.9875 | 21752349 | 0.61194 | 343171 | 1314081 | 0 | 9204035 | 1786578 | 0 | 35709020
2024-12-01 | 1720565 | 5722879 | 3650222 | 3476837 | 59909.6 | 4868956 | 7970977 | 91.4814 | 29780870 | 8.97 | 8281188 | 2378448 | 875620 | 14607075 | 2883370 | 3283053 | 89560070
2025-01-01 | 0 | 0 | 0 | 2594758 | 27633.6 | 0 | 0 | 0 | 7631041 | 0 | 284771 | 0 | 0 | 0 | 43137 | 0 | 10581341
2025-02-01 | 4169079 | 2104022 | 0 | 4274346 | 86007.9 | 0 | 0 | 0 | 41118084 | 0 | 3483883 | 0 | 0 | 0 | 27803 | 3207665 | 58470890
2025-03-01 | 5470458 | 12237277 | 2592484 | 4966143 | 84445.8 | 81.1292 | 18804381 | 4.1129 | 48881605 | 0 | 9914944 | 10103.4 | 0 | 0 | 15 | 2727472 | 105689413
2025-04-01 | 43547.7 | 12578727 | 2850522 | 3025402 | 28490.6 | 80.3259 | 17824239 | 5.219 | 55310601 | 0 | 3527458 | 6933.93 | 0 | 0 | 168 | 4002159 | 99198334
2025-05-01 | 97049.1 | 2930199 | 2477387 | 5384047 | 64946.7 | 5.3837 | 6.4527 | 67.4567 | 19350240 | 69.9085 | 5213343 | 1430432 | 7139589 | 7422840 | 3764347 | 3901450 | 59176019
2025-06-01 | 1736442 | 5005825 | 6048640 | 7443137 | 92577.7 | 404171 | 450461 | 9.6617 | 28453349 | 64.8635 | 4261593 | 175163 | 825981 | 1141910 | 1209893 | 592909 | 57842126
2025-07-01 | 878943 | 4464571 | 5702667 | 7570383 | 104225 | 211967 | 222533 | 83.2032 | 33139893 | 78.3398 | 2071201 | 57925.5 | 388127 | 1145794 | 0 | 288394 | 56246784
2025-08-01 | 0 | 0 | 6072982 | 2598273 | 39457.5 | 0 | 0 | 3889982 | 17057438 | 4.0142 | 3946021 | 0 | 0 | 0 | 0 | 0 | 33604159
2025-09-01 | 0 | 0 | 257196 | 0 | 0 | 0 | 0 | 0 | 3811694 | 24.3811 | 1827021 | 0 | 0 | 0 | 990542 | 0 | 6886477
2025-10-01 | 840089 | 2482361 | 4.1884 | 1127073 | 20622.2 | 1280919 | 3629071 | 2159863 | 20158457 | 11.8953 | 4522835 | 2690386 | 12669240 | 14802075 | 1729370 | 2824335 | 70936712
2025-11-01 | 0 | 1568583 | 0 | 3945818 | 54168.6 | 65.5097 | 0 | 99.0809 | 28259075 | 3.742 | 1739739 | 1436020 | 7522854 | 9267598 | 2796986 | 4358705 | 60949714
2025-12-01 | 372119 | 1542191 | 60.0894 | 991412 | 58790.9 | 0 | 528955 | 94.9141 | 24489596 | 44.036 | 4607204 | 51489.9 | 259868 | 0 | 702948 | 1715568 | 35320341
2026-01-01 | 0 | 7308651 | 3150585 | 5654825 | 34139.6 | 3767889 | 0 | 3553637 | 35908845 | 90.6357 | 7233647 | 699107 | 3628513 | 4608375 | 678350 | 5427180 | 81653834
2026-02-01 | 0 | 0 | 0 | 2654933 | 98728.3 | 51.0627 | 7.366 | 6.9759 | 43716479 | 11.509 | 66425.4 | 111270 | 0 | 594393 | 195388 | 0 | 47437695
2026-03-01 | 4628577 | 12259632 | 776126 | 2167014 | 19282.1 | 456163 | 19020951 | 3620828 | 13662554 | 68.1586 | 6279319 | 1095245 | 0 | 8186506 | 1337565 | 0 | 73509831
2026-04-01 | 767366 | 2411420 | 0 | 2057120 | 72815 | 9698962 | 167254 | 3248476 | 51940247 | 2.7245 | 3573042 | 15887.8 | 0 | 1.9454 | 102 | 3425083 | 77377781
2026-05-01 | 1072178 | 5199841 | 4591490 | 9716499 | 75640.6 | 6592485 | 457383 | 4691577 | 27998679 | 48.5159 | 7265948 | 1164359 | 6435130 | 7395675 | 3780870 | 4457639 | 90895441
2026-06-01 | 984613 | 2735609 | 5719105 | 4626746 | 117995 | 4.0092 | 112449 | 68.3551 | 18448995 | 39.396 | 3358534 | 178284 | 818169 | 781114 | 1283654 | 289772 | 39455151
2026-07-01 | 1689580 | 4534008 | 6786608 | 7598443 | 75714.9 | 143699 | 222494 | 1.7804 | 42476577 | 6.3704 | 1317849 | 61591.1 | 386472 | 1172121 | 3352.08 | 292129 | 66760648
2026-08-01 | 0 | 1922734 | 4463060 | 3185184 | 67387.8 | 0 | 0 | 2429899 | 20441318 | 5.5453 | 2671973 | 0 | 0 | 0 | 0 | 0 | 35181561
2026-09-01 | 0 | 0 | 94.6825 | 0 | 0 | 0 | 0 | 0 | 3838118 | 62.2133 | 3149913 | 0 | 0 | 0 | 935670 | 0 | 7923858
2026-10-01 | 417050 | 1614033 | 0 | 2567124 | 3462.07 | 39022.1 | 1712915 | 1994826 | 13996443 | 73.0866 | 1986771 | 2361129 | 8031308 | 15175850 | 1658541 | 1570995 | 53129543
2026-11-01 | 0 | 1555204 | 238843 | 1746357 | 59958.6 | 3619466 | 4501803 | 71.4686 | 22109319 | 73.4792 | 4253508 | 1443222 | 13961316 | 8995627 | 1557050 | 3750305 | 67792122
2026-12-01 | 1562309 | 3363489 | 1494704 | 3037558 | 0 | 5915407 | 8792520 | 7105536 | 25120409 | 35.2631 | 5809234 | 1115708 | 178214 | 7560526 | 1900883 | 3702620 | 76659151
2027-01-01 | 3375381 | 1604206 | 984376 | 4087543 | 69849.3 | 248697 | 884801 | 8005810 | 40715182 | 2103443 | 6049274 | 586.044 | 13440 | 0 | 0 | 3379102 | 71521690
2027-02-01 | 0 | 0 | 0 | 2411237 | 26994.1 | 0 | 12191291 | 0.031268 | 54186245 | 0.60921 | 146232 | 96472 | 3372930 | 0 | 1055877 | 0 | 73487279
2027-03-01 | 5349964 | 12188057 | 3377367 | 6465719 | 85200.6 | 744.989 | 18284463 | 9.8892 | 44961011 | 5420816 | 7506391 | 11999 | 0 | 0 | 24 | 6499722 | 110151488
2027-04-01 | 833308 | 12525566 | 3036756 | 1390520 | 42548.8 | 9734300 | 123134 | 5842486 | 24074505 | 8433478 | 6910812 | 696948 | 3647635 | 4341363 | 1073400 | 3906396 | 86613155
2027-05-01 | 176582 | 5221072 | 3480453 | 8409116 | 62287 | 10327186 | 424287 | 4062737 | 19849208 | 3436376 | 3816277 | 1461944 | 8509702 | 9477396 | 4244739 | 474771 | 83434133
2027-06-01 | 1733850 | 3254479 | 6917175 | 7744812 | 118721 | 436717 | 682193 | 8171918 | 25652644 | 4250842 | 5508654 | 179231 | 1263594 | 1160920 | 1237687 | 587605 | 68901042
2027-07-01 | 880763 | 4061618 | 5679912 | 3803249 | 78954.6 | 209522 | 0 | 8025786 | 33756789 | 412137 | 1730505 | 58275.7 | 393745 | 762025 | 0 | 300695 | 60153975
2027-08-01 | 0 | 1929873 | 4337063 | 3219686 | 27071 | 0 | 0 | 3768266 | 17091581 | 695564 | 2647245 | 0 | 0 | 0 | 0 | 0 | 33716349
2027-09-01 | 0 | 0 | 65.3481 | 0 | 0 | 0 | 0 | 0 | 7629696 | 2625697 | 2002254 | 0 | 0 | 0 | 877727 | 0 | 13135440
2027-10-01 | 418930 | 648573 | 5.2062 | 1933554 | 38096.5 | 0 | 0.89429 | 8.05 | 9686370 | 29.3775 | 2803123 | 995468 | 0 | 6492293 | 1848509 | 2732632 | 27597593
2027-11-01 | 0 | 0 | 0 | 3455833 | 54789.2 | 0 | 0 | 89.8072 | 25298169 | 7.1015 | 1404542 | 1428109 | 5180718 | 9064298 | 36364.6 | 567106 | 46490026
2027-12-01 | 0 | 0 | 0 | 296919 | 20036.5 | 0 | 0 | 0 | 3034937 | 0 | 295485 | 0 | 0 | 0 | 194.035 | 0 | 3647571
2028-01-01 | 0 | 0 | 0 | 2381943 | 0 | 0 | 0 | 0 | 3775510 | 0 | 9113.35 | 0 | 0 | 0 | 0 | 0 | 6166566
2028-02-01 | 0 | 2004733 | 0 | 7022027 | 107156 | 0 | 0 | 0 | 45283388 | 0 | 1029240 | 100437 | 0 | 0 | 69916.1 | 0 | 55616897
2028-03-01 | 13064.1 | 12365495 | 0 | 2204032 | 59128.2 | 0 | 0 | 0 | 52437980 | 3.7416 | 6252203 | 5073.73 | 0 | 0 | 4514 | 3529578 | 76871071
2028-04-01 | 5420797 | 2300162 | 4452412 | 1619592 | 29721.5 | 9558374 | 102807 | 66.8524 | 14302449 | 75.006 | 3644453 | 2334988 | 636519 | 7313545 | 3897109 | 4027274 | 59640345
2028-05-01 | 970423 | 3017887 | 4269543 | 6782555 | 71354.4 | 6322150 | 365464 | 32.0642 | 25057416 | 21.9811 | 6983885 | 117385 | 7150545 | 7955707 | 1187955 | 553440 | 70805761
2028-06-01 | 954960 | 5020563 | 2693544 | 8237908 | 109987 | 424547 | 452570 | 16.6997 | 18523255 | 30.3561 | 3379345 | 114680 | 781821 | 746423 | 1196715 | 292393 | 42928756
2028-07-01 | 1649830 | 4651020 | 7693295 | 4885946 | 104700 | 215678 | 219329 | 660.799 | 43442430 | 5.2284 | 1357140 | 56411.7 | 386403 | 1184268 | 0 | 299654 | 66146770
2028-08-01 | 0 | 1895572 | 4336488 | 6068079 | 39087 | 0 | 0 | 79.6073 | 11323184 | 23.1768 | 2555899 | 0 | 0 | 0 | 0 | 0 | 26218412
2028-09-01 | 0 | 0 | 741155 | 0 | 0 | 0 | 0 | 0 | 3750687 | 30.8678 | 4852716 | 0 | 0 | 0 | 972545 | 0 | 10317134
2028-10-01 | 426715 | 1826029 | 0 | 910548 | 16035.6 | 3467773 | 1073808 | 46.0615 | 12127729 | 37.8407 | 2027294 | 302030 | 1353780 | 1845025 | 1552365 | 5647866 | 32577081
2028-11-01 | 0 | 0 | 0 | 508974 | 3740.92 | 0 | 0 | 0 | 5906746 | 0 | 2089660 | 2192442 | 0 | 6394465 | 1573147 | 0 | 18669175
2028-12-01 | 0 | 0 | 0 | 629397 | 0 | 0 | 0 | 0 | 24940714 | 3.146 | 292973 | 0 | 0 | 0 | 863.791 | 0 | 25863952
2029-01-01 | 0 | 9631072 | 914043 | 2047682 | 86789.4 | 0 | 0 | 0 | 18442989 | 9.1993 | 314313 | 0 | 0 | 0 | 69332.6 | 5594756 | 37100987
2029-02-01 | 0 | 0 | 51.7486 | 6443436 | 83907.2 | 0 | 0 | 0 | 40683323 | 95.3593 | 3738956 | 0 | 0 | 0 | 1043884 | 0 | 51993653
2029-03-01 | 4589259 | 12256103 | 2467634 | 2172223 | 85216.4 | 0 | 16905270 | 0 | 50974326 | 5.5396 | 7675902 | 13864.2 | 0 | 0 | 44 | 6401908 | 103541756
2029-04-01 | 785077 | 2048654 | 82.5108 | 2938809 | 16843.1 | 0 | 0 | 0 | 14288840 | 58.3401 | 2301743 | 1577215 | 0 | 7433092 | 3034068 | 3309510 | 37733994
2029-05-01 | 946273 | 5180781 | 4764001 | 7434697 | 72723.5 | 4150281 | 651860 | 0.98831 | 25367444 | 83.6689 | 6266212 | 1254243 | 3359871 | 8047303 | 3423168 | 4335965 | 75254909
2029-06-01 | 1082487 | 3204761 | 4881752 | 10900389 | 122767 | 401422 | 459759 | 83.7035 | 22832713 | 22.7841 | 5372201 | 118442 | 819732 | 775507 | 1182088 | 603645 | 52757771
2029-07-01 | 880427 | 4099689 | 7639156 | 3795633 | 103324 | 221039 | 228893 | 20.6104 | 39316151 | 72.7383 | 1466812 | 58113 | 393461 | 1170023 | 0 | 304950 | 59677764
2029-08-01 | 773216 | 1863645 | 4793775 | 3193017 | 39899.6 | 0 | 0 | 32.3966 | 11239053 | 5.4335 | 2634031 | 0 | 0 | 0 | 0 | 0 | 24536675
2029-09-01 | 0 | 0 | 0 | 0 | 0 | 0 | 0 | 0 | 3859633 | 9.6273 | 2298168 | 0 | 0 | 0 | 944771 | 0 | 7102582
2029-10-01 | 419624 | 1872984 | 1443258 | 935127 | 34685.3 | 22.0841 | 1461077 | 12.8816 | 14675754 | 63.3494 | 3621223 | 2431689 | 13330086 | 16157962 | 2372557 | 1968388 | 60724511
2029-11-01 | 0 | 1560449 | 0 | 3056678 | 30104.4 | 0 | 0 | 19.0021 | 26540614 | 0 | 3473813 | 1153530 | 0 | 8122873 | 810003 | 0 | 44748084
2029-12-01 | 0 | 0 | 0 | 1746049 | 0 | 0 | 0 | 0 | 25710405 | 0 | 297327 | 0 | 0 | 0 | 0 | 0 | 27753781
2030-01-01 | 0 | 1750976 | 0 | 3132885 | 61403.7 | 98.8082 | 0 | 5.9255 | 32012441 | 57.8734 | 2326604 | 0 | 0 | 0 | 62965.5 | 0 | 39347437
2030-02-01 | 4109629 | 8572012 | 2366271 | 4960790 | 81538.4 | 9599699 | 18194341 | 5.2523 | 53611086 | 0 | 5141423 | 8702.37 | 0 | 0 | 17 | 6107406 | 112752921
2030-03-01 | 5462839 | 12220505 | 2409577 | 4936641 | 85658.7 | 0 | 0 | 0 | 52319547 | 5.5264 | 6296601 | 12278.1 | 0 | 0 | 78 | 6398683 | 90142414
2030-04-01 | 0 | 4646421 | 2532266 | 3311713 | 29574.5 | 0 | 0 | 0 | 14105446 | 27.223 | 3523676 | 1511123 | 2232581 | 7193607 | 3885707 | 3664606 | 46636748
2030-05-01 | 953581 | 2945695 | 3448538 | 7871939 | 79280.5 | 7679618 | 440673 | 22.7058 | 27921267 | 19.1701 | 6936798 | 1193182 | 7233972 | 8027894 | 2428271 | 591457 | 77752208
2030-06-01 | 1851128 | 5040036 | 6866808 | 5041872 | 113463 | 408362 | 700240 | 51.865 | 27326906 | 76.7608 | 3588510 | 171576 | 1265255 | 1183646 | 1192858 | 600161 | 55350950
2030-07-01 | 862942 | 4606883 | 6643721 | 7647340 | 76309.1 | 207996 | 234859 | 169.644 | 33569164 | 5.528 | 1640909 | 58520 | 396112 | 760696 | 0 | 298938 | 57004565
2030-08-01 | 0 | 1836566 | 4438553 | 3166155 | 66863 | 0 | 0 | 89.8432 | 16769884 | 4.0331 | 2591966 | 0 | 0 | 0 | 0 | 0 | 28870080
2030-09-01 | 0 | 0 | 26.528 | 0 | 0 | 0 | 0 | 0 | 7524576 | 24.2255 | 4893028 | 0 | 0 | 0 | 1991895 | 0 | 14409550
2030-10-01 | 839195 | 1921526 | 1067111 | 1134242 | 19443.1 | 1293941 | 3524883 | 33.901 | 16270827 | 60.2456 | 5512225 | 3204235 | 8330462 | 16956595 | 1885467 | 5977669 | 67937914
2030-11-01 | 0 | 774477 | 13.4979 | 2840700 | 45772.9 | 5831354 | 3575892 | 67.412 | 29553376 | 53.9362 | 6355596 | 1280906 | 12650572 | 6814500 | 1990000 | 2298141 | 74011423
2030-12-01 | 428633 | 4948399 | 0 | 962471 | 24003.9 | 39.4932 | 0 | 78.2641 | 14759078 | 80.9111 | 693994 | 39038.7 | 0 | 240439 | 70563.8 | 0 | 22166818
2031-01-01 | 0 | 0 | 2271408 | 5726492 | 92285 | 0 | 0 | 80.704 | 35377265 | 9.2019 | 2601593 | 0 | 0 | 0 | 105468 | 0 | 46174600
2031-02-01 | 0 | 1828760 | 0 | 3226532 | 11505.3 | 0 | 0 | 0 | 18427874 | 0 | 3840218 | 1077708 | 0 | 0 | 2307410 | 0 | 30720007
2031-03-01 | 4588918 | 9910163 | 0 | 1475562 | 69768 | 0 | 0 | 0 | 46268886 | 0 | 2782797 | 124721 | 0 | 0 | 217440 | 3810319 | 69248572
2031-04-01 | 840260 | 2381973 | 2664054 | 2512882 | 34676.1 | 28.7623 | 1.016 | 0.28656 | 14167300 | 98.9407 | 4870821 | 1103045 | 284315 | 7163706 | 1039666 | 212779 | 37275606
2031-05-01 | 960966 | 5321583 | 5868452 | 9790173 | 74034.4 | 4192917 | 461212 | 29.0042 | 25039570 | 60.0348 | 7319200 | 1212475 | 7189754 | 8139643 | 3416265 | 4459830 | 83446165
2031-06-01 | 983719 | 4877474 | 8672922 | 5481333 | 116996 | 408460 | 461102 | 67.9327 | 28123826 | 41.2253 | 4226863 | 177144 | 1300144 | 786209 | 1202743 | 596672 | 57415715
2031-07-01 | 875307 | 4491608 | 4541198 | 7601428 | 76338 | 152695 | 444370 | 5.637 | 33464158 | 6.0573 | 2102279 | 61174.5 | 374554 | 1147452 | 0 | 0 | 55332574
2031-08-01 | 780484 | 0 | 6136362 | 2674227 | 27586.5 | 0 | 0 | 93.8067 | 20575645 | 49.6533 | 2631893 | 0 | 0 | 0 | 0 | 0 | 32826341
2031-09-01 | 0 | 0 | 0 | 0 | 0 | 0 | 0 | 0 | 3812673 | 16.1737 | 3142304 | 0 | 0 | 0 | 978680 | 0 | 7933674
2031-10-01 | 425932 | 1606084 | 28.4463 | 928930 | 36693.3 | 0 | 1600722 | 0 | 8209757 | 31.4853 | 2015113 | 1243745 | 0 | 3048254 | 1915107 | 5522000 | 26552399
2031-11-01 | 0 | 2798818 | 54.829 | 3647837 | 55211 | 2265006 | 4382378 | 54.0016 | 29387780 | 29.2578 | 5001668 | 2357386 | 6838076 | 13429750 | 1602200 | 3333891 | 75100141
2031-12-01 | 0 | 5105621 | 664282 | 3738609 | 49448 | 0 | 0 | 0 | 33136875 | 8.7891 | 4478686 | 39809.4 | 5867238 | 8596069 | 553770 | 0 | 62230417
2032-01-01 | 0 | 9328056 | 48.2926 | 4144960 | 64686.2 | 0 | 0 | 802.531 | 48413853 | 81.9215 | 4085750 | 81327.4 | 0 | 0 | 2399349 | 0 | 68518914
2032-02-01 | 0 | 0 | 2181480 | 3728911 | 78802.1 | 0 | 0 | 0 | 3665291 | 41.6794 | 10649.2 | 1059784 | 305805 | 0 | 191731 | 6356480 | 17578975
2032-03-01 | 4578778 | 12343781 | 2275860 | 4927705 | 85499.8 | 0.18367 | 0.79268 | 1.1228 | 40626013 | 6785581 | 7552801 | 1254.61 | 4723.3 | 0 | 0 | 80529.1 | 79262526
2032-04-01 | 832171 | 2452456 | 2562648 | 4784329 | 48474.9 | 3.7836 | 19492.3 | 9.8853 | 49201900 | 2977458 | 2489325 | 13741.5 | 0 | 0 | 26 | 7951809 | 73333844
2032-05-01 | 969793 | 5329882 | 2613830 | 5945596 | 78614.8 | 3079278 | 394112 | 74.5734 | 28541856 | 5996402 | 8303446 | 770808 | 4780637 | 4015482 | 1896898 | 589509 | 73306218
2032-06-01 | 985068 | 2757183 | 7199520 | 7111324 | 103751 | 319843 | 459805 | 9.0959 | 18208372 | 1274908 | 3378338 | 208322 | 1477486 | 1221662 | 1674421 | 286928 | 46666941
2032-07-01 | 894558 | 4553340 | 5475902 | 7600551 | 75367.9 | 211030 | 218779 | 400687 | 42292811 | 844081 | 1255269 | 60262.7 | 377396 | 1144673 | 3020.47 | 299629 | 65707358
2032-08-01 | 770090 | 1841042 | 4863719 | 3234039 | 39539 | 0 | 0 | 2967958 | 20790125 | 802901 | 2585681 | 0 | 0 | 0 | 0 | 0 | 37895094
2032-09-01 | 0 | 0 | 0 | 0 | 0 | 0 | 0 | 0 | 3735421 | 4475126 | 4880162 | 0 | 0 | 0 | 1775362 | 0 | 14866070
2032-10-01 | 836226 | 1902985 | 1268896 | 649542 | 34176.3 | 4329206 | 3503965 | 3762954 | 16537547 | 3065919 | 4164202 | 1930669 | 11398275 | 11244265 | 2126870 | 7035074 | 73790774
2032-11-01 | 0 | 5518588 | 53.601 | 4251650 | 61286.7 | 9665439 | 4133684 | 7407944 | 34479973 | 4204663 | 4119695 | 390690 | 2041664 | 1477350 | 303400 | 985171 | 79041251
2032-12-01 | 1868242 | 1496989 | 782270 | 989313 | 44924.4 | 168584 | 7211125 | 2266828 | 15192019 | 2.1314 | 6168877 | 2608312 | 13648903 | 16445522 | 2185570 | 6089030 | 77166511
2033-01-01 | 0 | 6584815 | 1740161 | 6162824 | 81339.7 | 0 | 0 | 2794854 | 38467325 | 10.555 | 299848 | 83921.7 | 0 | 0 | 1265780 | 366649 | 57847529
2033-02-01 | 0 | 0 | 71.3329 | 2612306 | 73413.7 | 0 | 0 | 78.5249 | 52677506 | 728562 | 3235698 | 1066469 | 0 | 660282 | 207632 | 0 | 61262020
2033-03-01 | 4622624 | 12620985 | 2198853 | 3510850 | 43519 | 2341311 | 18898758 | 9357361 | 39877109 | 2807069 | 6461900 | 569.935 | 0 | 13359.8 | 0 | 5410167 | 108164436
2033-04-01 | 821169 | 4538181 | 2998579 | 3070384 | 80008.6 | 16497184 | 122166 | 13452938 | 14024085 | 9189192 | 6865662 | 502917 | 2773438 | 7012454 | 1584000 | 3987708 | 87520064
2033-05-01 | 863265 | 2975865 | 2647338 | 5446002 | 64397.7 | 220598 | 454792 | 4169931 | 16899508 | 3457805 | 4029985 | 1577381 | 9488918 | 8570613 | 4160271 | 160355 | 65187025
2033-06-01 | 1062756 | 2760227 | 6321682 | 9596293 | 118910 | 638944 | 464008 | 7949151 | 32513600 | 3465520 | 5554403 | 179629 | 1280458 | 1195085 | 1237503 | 601361 | 74939528
2033-07-01 | 1670221 | 6741567 | 6743881 | 5376573 | 76003.9 | 209666 | 221981 | 8090761 | 38820796 | 893607 | 1485897 | 57525.2 | 419631 | 1189502 | 2871.38 | 293216 | 72293698
2033-08-01 | 0 | 0 | 6139168 | 2696532 | 40469.4 | 0 | 0 | 3889780 | 20508466 | 668903 | 2579829 | 0 | 0 | 0 | 0 | 0 | 36523146
2033-09-01 | 0 | 0 | 0 | 0 | 0 | 0 | 0 | 0 | 3823633 | 2392716 | 3126767 | 0 | 0 | 0 | 984664 | 0 | 10327781
2033-10-01 | 423641 | 647508 | 66.0546 | 907031 | 10692.3 | 1325515 | 551160 | 97.0575 | 11929817 | 0.32304 | 3791183 | 2056452 | 10435805 | 16997080 | 2322715 | 3117827 | 54516589
2033-11-01 | 0 | 0 | 0 | 239063 | 3777.61 | 0 | 0 | 4.1342 | 7562438 | 2.1162 | 0 | 1374642 | 0 | 0 | 0 | 0 | 9179927
2033-12-01 | 0 | 5941079 | 98.9887 | 4562054 | 35256.7 | 0 | 0 | 9.0126 | 25241721 | 5.8216 | 1403281 | 43450.2 | 1983766 | 286553 | 210360 | 2354930 | 42062563
2034-01-01 | 0 | 0 | 807738 | 3309117 | 45186.2 | 0 | 0.86974 | 5.7122 | 34498423 | 90.7185 | 3675720 | 73936.8 | 0 | 561303 | 1107204 | 5789326 | 49868051
2034-02-01 | 4265520 | 9979673 | 634491 | 7147585 | 109962 | 0 | 14424719 | 0 | 53485662 | 43.1794 | 3069510 | 379828 | 0 | 1279100 | 443850 | 0 | 95219943
2034-03-01 | 792890 | 12409349 | 2415698 | 2021859 | 55253.7 | 0 | 13397468 | 0 | 44553269 | 84.5792 | 7432780 | 845865 | 0 | 4070975 | 1611370 | 6219486 | 95826347
2034-04-01 | 5529967 | 2351519 | 3044909 | 2169852 | 32211.6 | 5888653 | 132352 | 28.7377 | 23884075 | 1262086 | 7104774 | 2323639 | 8669650 | 8058834 | 3612298 | 3927429 | 77992279
2034-05-01 | 966353 | 5352054 | 5523965 | 9546592 | 92486.5 | 10407505 | 450825 | 10.0162 | 17757137 | 3122595 | 4171433 | 111655 | 797640 | 8077133 | 2139555 | 601261 | 69118200
2034-06-01 | 970201 | 2763452 | 7242284 | 4514296 | 108377 | 451226 | 664772 | 63.5267 | 27969162 | 4280124 | 5651257 | 177960 | 1292682 | 1118895 | 1209873 | 591172 | 59005796
2034-07-01 | 881020 | 4576920 | 6656235 | 7740364 | 100182 | 208915 | 237959 | 890.194 | 43366543 | 727710 | 1783672 | 59716.8 | 418151 | 765501 | 0 | 303268 | 67827047
2034-08-01 | 763943 | 1875587 | 4639248 | 3260213 | 39320.7 | 0 | 0 | 9.2924 | 7531971 | 702762 | 2551781 | 0 | 0 | 0 | 0 | 0 | 21364835
2034-09-01 | 0 | 0 | 0 | 0 | 0 | 0 | 0 | 0 | 7550209 | 4756288 | 4824683 | 0 | 0 | 0 | 1249786 | 0 | 18380966
2034-10-01 | 443363 | 1916496 | 330361 | 1981287 | 23883.3 | 0.70104 | 2417017 | 31.7168 | 15200807 | 3074183 | 2790884 | 2624147 | 12879369 | 17432613 | 2814192 | 6497044 | 70425680
2034-11-01 | 0 | 3113022 | 55.9649 | 4275901 | 52114.2 | 0 | 5779941 | 97.1599 | 39837136 | 1426589 | 7040358 | 465079 | 2794463 | 2179974 | 748190 | 655201 | 68368123
2034-12-01 | 2408592 | 5098112 | 28.0337 | 1017988 | 76962.8 | 9836863 | 869781 | 3787337 | 25778135 | 4799132 | 4137257 | 1199472 | 6599159 | 7316932 | 647510 | 6114073 | 79687335
2035-01-01 | 0 | 6791611 | 2694249 | 6079405 | 62277.9 | 0 | 12295003 | 11241610 | 33804334 | 5033622 | 3776659 | 3670.25 | 55.9 | 3055.99 | 0 | 1806458 | 83592012
2035-02-01 | 4477500 | 1860151 | 42.188 | 4490937 | 70804.5 | 10241640 | 19559445 | 5523203 | 44069267 | 2749387 | 4247905 | 4671.38 | 0 | 9859.9 | 0 | 3649737 | 100954550
2035-03-01 | 776093 | 12446964 | 31.9161 | 2241032 | 85793.8 | 0 | 0 | 0 | 52492072 | 73.4696 | 4082994 | 305337 | 177.021 | 996047 | 609200 | 0 | 74035816
2035-04-01 | 0 | 2360279 | 2788871 | 2425417 | 32669.9 | 0 | 0 | 0 | 14158721 | 2081384 | 2253311 | 1408767 | 0 | 7238534 | 2831567 | 4000775 | 41580297
2035-05-01 | 975895 | 3047110 | 6044146 | 9448459 | 79514 | 9991733 | 638719 | 76.5035 | 24449653 | 6254191 | 8602887 | 1110570 | 3915200 | 6513625 | 3090703 | 4398323 | 88560806
2035-06-01 | 1823283 | 4976291 | 6893677 | 5641971 | 116474 | 411617 | 467171 | 87.2542 | 31451255 | 1228747 | 5554385 | 177456 | 1319571 | 1134649 | 1234656 | 587075 | 63018364
2035-07-01 | 901361 | 4424632 | 4607412 | 4805372 | 76102.7 | 211514 | 224806 | 87.7289 | 29614571 | 631980 | 1439287 | 0 | 0 | 753068 | 0 | 0 | 47690193
2035-08-01 | 0 | 1853309 | 6134887 | 6042086 | 40362.7 | 0 | 0 | 58.9208 | 20721219 | 1018249 | 2567174 | 0 | 0 | 0 | 0 | 0 | 38377347
2035-09-01 | 0 | 0 | 64.1833 | 0 | 0 | 0 | 0 | 0 | 3817486 | 4347461 | 3180722 | 0 | 0 | 0 | 974952 | 0 | 12320685
2035-10-01 | 425897 | 2643201 | 1796126 | 3549548 | 34006.4 | 5.1059 | 1689660 | 72.0392 | 11919192 | 3974896 | 5265164 | 2946145 | 9862506 | 4628497 | 2855234 | 6736334 | 58326483
2035-11-01 | 623203 | 1071162 | 0 | 909930 | 48442.1 | 3635639 | 1.3399 | 68.7975 | 21747532 | 8.6678 | 70012.7 | 1396942 | 4020337 | 15292956 | 709578 | 0 | 49525813
2035-12-01 | 0 | 0 | 0 | 0 | 13792.1 | 0 | 0 | 0 | 3743486 | 0 | 4392303 | 0 | 0 | 0 | 490362 | 0 | 8639944
2036-01-01 | 0 | 0 | 0 | 0 | 26984.7 | 0 | 0 | 0 | 3074095 | 0 | 293311 | 0 | 0 | 0 | 349.898 | 0 | 3394741
2036-02-01 | 0 | 0 | 0 | 5162979 | 0 | 0 | 0 | 0 | 44871475 | 0 | 304339 | 0 | 0 | 0 | 0 | 0 | 50338793
2036-03-01 | 13076.2 | 9797828 | 0 | 1457788 | 30394.9 | 0 | 0 | 0 | 0 | 0 | 30796.3 | 8132.09 | 0 | 0 | 0 | 0 | 11338015
2036-04-01 | 830410 | 2252270 | 3175136 | 2892937 | 67813.3 | 5154425 | 5.9984 | 69.1187 | 14096335 | 22.4835 | 6285127 | 1102006 | 361810 | 7325665 | 2291221 | 3785951 | 49621205
2036-05-01 | 883735 | 5359926 | 2178388 | 10487966 | 79283.6 | 1241096 | 5.7787 | 47.5952 | 29200543 | 46.9194 | 7449803 | 1226428 | 0 | 7803440 | 2139078 | 0 | 68049788
2036-06-01 | 1075289 | 2741827 | 6442313 | 4572173 | 113820 | 0 | 0 | 0 | 27396308 | 62.4307 | 5665534 | 174762 | 0 | 160711 | 1238652 | 562683 | 50144134
2036-07-01 | 877027 | 4571916 | 6375135 | 7693369 | 63492.1 | 175277 | 224709 | 34.1365 | 33635520 | 83.3591 | 1561366 | 61017.5 | 2.235 | 764143 | 0 | 303842 | 56306933
2036-08-01 | 0 | 1834616 | 4716353 | 3199482 | 67063.8 | 0 | 0 | 25.9661 | 17078829 | 0.92338 | 2542985 | 0 | 0 | 0 | 0 | 0 | 29439355
2036-09-01 | 0 | 0 | 0 | 0 | 0 | 0 | 0 | 0 | 3752403 | 30.8839 | 2335011 | 0 | 0 | 0 | 961800 | 0 | 7049244
2036-10-01 | 842325 | 2579613 | 86.1804 | 2599003 | 34915.2 | 6203756 | 3683898 | 42.2379 | 19582360 | 54.2861 | 4758518 | 331099 | 7362365 | 2001764 | 1699899 | 5077537 | 56757236
2036-11-01 | 560699 | 1513923 | 28.5371 | 1480503 | 48877.2 | 7.3057 | 1953537 | 40.6672 | 23239476 | 90.0378 | 1768697 | 1427513 | 1637639 | 16104789 | 1576719 | 2457902 | 53770440
2036-12-01 | 2191749 | 0 | 0 | 2361385 | 0 | 0 | 0 | 0 | 27304812 | 0 | 5974628 | 1121145 | 0 | 0 | 1938394 | 0 | 40892113
2037-01-01 | 0 | 0 | 0 | 2640405 | 27227.7 | 0 | 0 | 0 | 3688513 | 0 | 300459 | 0 | 0 | 0 | 6343.46 | 0 | 6662949
2037-02-01 | 4515009 | 11912618 | 1912878 | 7048426 | 83700.9 | 5648086 | 18490468 | 5.2566 | 52609412 | 0 | 5951949 | 12106.5 | 0 | 0 | 76 | 6312253 | 114496988
2037-03-01 | 787046 | 2128703 | 3144163 | 2152887 | 85323.7 | 30.0081 | 0 | 5.0725 | 53534576 | 0 | 4876650 | 9381.91 | 0 | 0 | 102 | 78741.2 | 66797608
2037-04-01 | 0 | 12176643 | 1671091 | 3024224 | 16705.6 | 0 | 0 | 0 | 4384825 | 60.6775 | 1443930 | 1542448 | 0 | 7181454 | 2941514 | 3305946 | 37688841
2037-05-01 | 960466 | 2872054 | 1595178 | 6552105 | 60091.1 | 2093990 | 295196 | 39.359 | 25871706 | 28.0019 | 6113116 | 1194032 | 2048974 | 7756402 | 2104141 | 4325901 | 63843420
2037-06-01 | 971962 | 4910383 | 4489456 | 8023056 | 116622 | 413608 | 674341 | 85.6792 | 29514920 | 79.3 | 5515451 | 175538 | 1245181 | 1163586 | 1233681 | 582443 | 59030393
2037-07-01 | 1660614 | 2293904 | 7297057 | 7111412 | 76518.9 | 208113 | 220863 | 11.755 | 30324926 | 8.4561 | 1517612 | 57574.8 | 401467 | 757695 | 0 | 305932 | 52233709
2037-08-01 | 0 | 1935925 | 3692789 | 3191658 | 27930.7 | 0 | 0 | 4.7783 | 20275335 | 6.2804 | 2595437 | 0 | 0 | 0 | 0 | 0 | 31719087
2037-09-01 | 0 | 0 | 0 | 0 | 0 | 0 | 0 | 0 | 3758905 | 70.6227 | 2022557 | 0 | 0 | 0 | 854399 | 0 | 6635932
2037-10-01 | 431880 | 630792 | 91.2809 | 655502 | 34698.6 | 0.25846 | 1433496 | 53.4991 | 14812487 | 86.8183 | 3204614 | 1304915 | 7951261 | 9597768 | 1691345 | 3112693 | 44861685
2037-11-01 | 872871 | 1542733 | 6.8822 | 3882989 | 58684.2 | 4884388 | 6490972 | 86.4111 | 31009713 | 98.0942 | 5252367 | 1577306 | 8579960 | 10162750 | 1857600 | 4030636 | 80203161
2037-12-01 | 0 | 0 | 76.2215 | 0 | 21386.8 | 0 | 0 | 0 | 31660271 | 42.1313 | 4401896 | 1543596 | 0 | 0 | 535970 | 444767 | 38608005
2038-01-01 | 2630203 | 8504846 | 936920 | 5836665 | 98830.7 | 0 | 0 | 0 | 32586713 | 15.819 | 5661111 | 1074073 | 0 | 6726659 | 1355560 | 0 | 65411596
2038-02-01 | 0 | 0 | 0 | 0 | 0 | 0 | 0 | 0 | 9674358 | 0 | 24200.1 | 0 | 0 | 0 | 0 | 0 | 9698558
2038-03-01 | 5427746 | 12604739 | 4040458 | 6523670 | 97722.9 | 62.7147 | 16618471 | 4.9358 | 50661746 | 0 | 7715365 | 10897 | 0 | 0 | 109 | 6177248 | 109878239
2038-04-01 | 846098 | 4734447 | 4593666 | 3530338 | 69033.6 | 5836604 | 131354 | 5.1091 | 52672372 | 0 | 5761300 | 6328.14 | 0 | 0 | 113 | 4043913 | 82225572
2038-05-01 | 969320 | 2945078 | 3464199 | 7782535 | 62018.8 | 10383384 | 442614 | 36.9801 | 29762482 | 31.6098 | 6419540 | 1537903 | 8021902 | 8710910 | 3935270 | 4395406 | 88832629
2038-06-01 | 968957 | 4989258 | 8495706 | 5082851 | 144109 | 421962 | 696999 | 14.1924 | 27999105 | 50.7004 | 5614218 | 176218 | 1284544 | 1116719 | 1262320 | 592465 | 58845497
2038-07-01 | 857062 | 4575948 | 3864143 | 7651986 | 51608.2 | 219219 | 219609 | 32.3533 | 34075545 | 6.5104 | 1096295 | 58627.4 | 367802 | 1148802 | 0 | 0 | 54186686
2038-08-01 | 790990 | 0 | 6289256 | 2680694 | 39391.3 | 0 | 0 | 3623934 | 17038149 | 82.1545 | 2593984 | 0 | 0 | 0 | 0 | 0 | 33056482
2038-09-01 | 0 | 0 | 78.0216 | 0 | 0 | 0 | 0 | 0 | 7663231 | 66.1634 | 3119102 | 0 | 0 | 0 | 2015304 | 0 | 12797781
2038-10-01 | 1430012 | 2943081 | 1260736 | 1967631 | 56264.2 | 5207806 | 6170431 | 4848948 | 15907556 | 57.339 | 6985135 | 1930559 | 10241810 | 15739075 | 2434697 | 5730345 | 82854142
2038-11-01 | 1074745 | 6363939 | 518577 | 3831109 | 60062.9 | 5944578 | 4085861 | 6510074 | 37536220 | 34.502 | 8372475 | 176323 | 1044861 | 752120 | 120370 | 2623419 | 79014768
2038-12-01 | 133703 | 1501216 | 44.1705 | 1612449 | 31027 | 4.5514 | 3941937 | 59.4816 | 28103031 | 3.8078 | 1905652 | 2243863 | 10238340 | 13716075 | 2147470 | 216816 | 65791692
2039-01-01 | 2706114 | 6202979 | 1689732 | 4417697 | 88923.6 | 0 | 0 | 0 | 33959644 | 2.4689 | 3718585 | 1158314 | 0 | 6687009 | 1867163 | 661787 | 63157950
2039-02-01 | 0 | 1895875 | 76.2119 | 4372736 | 12341.2 | 0 | 17037207 | 0 | 49468012 | 86.7911 | 4410360 | 105167 | 0 | 0 | 298183 | 0 | 77600044
2039-03-01 | 4595158 | 9787612 | 70.2132 | 1452616 | 69135.4 | 0 | 0 | 0 | 13573002 | 7.0752 | 3564651 | 8172.72 | 0 | 0 | 2283889 | 5753619 | 41087933
2039-04-01 | 840365 | 4691478 | 2354250 | 4452328 | 39851.8 | 10093950 | 18748134 | 34.3968 | 14403894 | 12.3275 | 8364579 | 1205696 | 484698 | 7633133 | 3257318 | 4061369 | 80631091
2039-05-01 | 978077 | 2979592 | 3431682 | 9139630 | 85902 | 10216273 | 439656 | 41.9195 | 27742442 | 42.7364 | 5143052 | 1273836 | 7590729 | 7842250 | 1234169 | 4430269 | 82527644
2039-06-01 | 1871841 | 5066386 | 8110423 | 5437210 | 92769.9 | 648102 | 694574 | 31.2712 | 28538873 | 98.998 | 5560632 | 117350 | 1308497 | 1163398 | 1227575 | 597194 | 60434955
2039-07-01 | 892608 | 4920892 | 7011566 | 8676708 | 104731 | 207113 | 236369 | 82.8814 | 33885344 | 606687 | 1782904 | 61126.3 | 382042 | 1131376 | 0 | 301336 | 60200885
2039-08-01 | 0 | 1967117 | 4730284 | 3254239 | 39448.2 | 0 | 0 | 21.0481 | 20883090 | 328890 | 2652046 | 0 | 0 | 0 | 0 | 0 | 33855135
2039-09-01 | 0 | 0 | 0 | 0 | 0 | 0 | 0 | 0 | 3842653 | 2265322 | 3186024 | 0 | 0 | 0 | 973944 | 0 | 10267943
2039-10-01 | 426432 | 1982156 | 93.6242 | 1693301 | 16698.1 | 0 | 0 | 0 | 11920715 | 43.9244 | 2687330 | 1957622 | 0 | 12687664 | 2279224 | 1864124 | 37515405
2039-11-01 | 1282731 | 1611931 | 180513 | 3423364 | 51066.1 | 0 | 0 | 0 | 21003731 | 82.066 | 3372042 | 1268190 | 5606630 | 8101571 | 964297 | 5924282 | 52790430
2039-12-01 | 0 | 6392464 | 1646250 | 976450 | 70460 | 0 | 0 | 0 | 23066773 | 9.9189 | 4256752 | 63526.5 | 4480786 | 0 | 714869 | 426293 | 42094635
2040-01-01 | 3412199 | 1744753 | 60.6658 | 6609609 | 34808 | 5.1473 | 0 | 398.532 | 40218457 | 1559720 | 7347495 | 978642 | 0 | 6021623 | 2196339 | 0 | 70124110
2040-02-01 | 0 | 8442305 | 2280984 | 1150493 | 95315.1 | 9858110 | 17341296 | 55.8788 | 41122654 | 5968076 | 537906 | 1183010 | 5196953 | 703342 | 287636 | 6038476 | 100206611
2040-03-01 | 5401682 | 14871769 | 5451472 | 9815777 | 111652 | 5783255 | 18803997 | 11.8877 | 39583023 | 7570342 | 11162912 | 6598.75 | 49.5 | 0 | 0 | 3895487 | 122458027
2040-04-01 | 768000 | 2353196 | 20.858 | 1549718 | 30959.2 | 6013703 | 154147 | 143281 | 53197568 | 13.0895 | 5024696 | 3621.61 | 74.5 | 6332.84 | 0 | 6304212 | 75549542
2040-05-01 | 973896 | 2938361 | 6431183 | 7965602 | 70794.4 | 10293129 | 475310 | 4458964 | 29447855 | 5589749 | 5287588 | 848654 | 4758890 | 5595830 | 2286819 | 510355 | 87932981
2040-06-01 | 1076631 | 5053723 | 9717286 | 7525226 | 137826 | 648170 | 469131 | 7873796 | 30736160 | 1565472 | 5617452 | 203061 | 1579034 | 1357320 | 1751540 | 587347 | 75899178
2040-07-01 | 1646210 | 4542359 | 5626968 | 4745849 | 105581 | 215585 | 458738 | 10967415 | 30366199 | 451009 | 2040851 | 59449.6 | 850370 | 1169079 | 0 | 299936 | 63545601
2040-08-01 | 0 | 1920561 | 5704827 | 3266747 | 39634.9 | 0 | 0 | 4642948 | 24129655 | 664581 | 3904186 | 0 | 0 | 0 | 0 | 0 | 44273141
2040-09-01 | 0 | 0 | 2.1861 | 0 | 0 | 0 | 0 | 0 | 3787685 | 4588201 | 3502084 | 0 | 0 | 0 | 1932110 | 0 | 13810083
2040-10-01 | 876514 | 1534762 | 604737 | 2161068 | 20648.1 | 1429054 | 3844056 | 2185539 | 17975049 | 3607923 | 3480288 | 1872934 | 10762571 | 12260075 | 1487298 | 5752114 | 69854630
2040-11-01 | 1473528 | 5634251 | 23.406 | 3916166 | 47592.6 | 0 | 7598532 | 2873710 | 29904830 | 3933212 | 8330776 | 614280 | 3446791 | 3979750 | 518170 | 2380744 | 74652356
2040-12-01 | 2245266 | 0 | 77.0172 | 895218 | 62131.4 | 494.017 | 6.8542 | 62.604 | 21736301 | 9.4053 | 1826692 | 3576311 | 5630645 | 22111745 | 3414356 | 0 | 61499315
2041-01-01 | 3457784 | 7672293 | 1945034 | 3228587 | 27353.2 | 0 | 7559848 | 21.7497 | 38965289 | 24.2595 | 1876082 | 93038 | 0 | 436672 | 298098 | 0 | 65560124
2041-02-01 | 0 | 1850320 | 1139725 | 7057403 | 109349 | 4961372 | 18010865 | 164.393 | 50742971 | 0 | 6420843 | 254162 | 0 | 820403 | 226770 | 5858965 | 97453312
2041-03-01 | 5453005 | 14788797 | 2043156 | 2793680 | 58515.1 | 6328740 | 19254232 | 12136213 | 37477229 | 0 | 8447255 | 3977.39 | 0 | 5880.71 | 104 | 6544635 | 115335422
2041-04-01 | 5425810 | 12243880 | 3243884 | 4237481 | 39019.3 | 16782624 | 91079.3 | 16987296 | 35822229 | 0 | 5011580 | 3521.58 | 109.3 | 2215.99 | 0 | 3946641 | 103837370
2041-05-01 | 949257 | 3333569 | 7145337 | 9832549 | 97064.2 | 4255300 | 627851 | 7152062 | 34423886 | 61.3495 | 8489484 | 461870 | 2782501 | 3009975 | 1160370 | 576758 | 84297896
2041-06-01 | 1878896 | 4978358 | 7670710 | 7605029 | 120940 | 653824 | 696234 | 8526272 | 32336597 | 22.8945 | 5476149 | 237133 | 1713977 | 1889645 | 2019774 | 588440 | 76392001
2041-07-01 | 867881 | 6654611 | 7728524 | 5283361 | 88203.6 | 220149 | 233961 | 8188268 | 39760827 | 635211 | 3067939 | 59852.6 | 839760 | 768671 | 0 | 301649 | 74698868
2041-08-01 | 796335 | 0 | 4578691 | 2674360 | 27574.9 | 0 | 0 | 3730168 | 20824444 | 1051705 | 2647934 | 0 | 0 | 0 | 0 | 0 | 36331213
2041-09-01 | 0 | 0 | 74.9281 | 0 | 0 | 0 | 0 | 0 | 3817725 | 1900395 | 1837436 | 0 | 0 | 0 | 1875621 | 0 | 9431252
2041-10-01 | 1317123 | 2473425 | 180121 | 3040419 | 62325.2 | 3550592 | 6872162 | 4449985 | 17310983 | 5714851 | 5877258 | 1335076 | 6996492 | 8697821 | 1227870 | 6276949 | 75383452
2041-11-01 | 0 | 1548679 | 90.4673 | 4215832 | 61863.4 | 9350168 | 8006675 | 3979399 | 26848786 | 1483552 | 8821383 | 749133 | 4317090 | 4859750 | 681630 | 5430150 | 80354180
2041-12-01 | 1630091 | 1575612 | 52.4755 | 3742659 | 49680.6 | 0 | 0 | 0 | 30070443 | 20.5822 | 1884854 | 2647173 | 2241800 | 16411075 | 2709270 | 0 | 62962730
2042-01-01 | 3509492 | 7672096 | 3567820 | 3838399 | 65640.7 | 5360111 | 11073701 | 299.938 | 41033556 | 0 | 10183974 | 373339 | 2181784 | 1497975 | 479750 | 5522358 | 96360295
2042-02-01 | 0 | 9487508 | 149371 | 6520837 | 107158 | 3719068 | 16816640 | 454.679 | 42752241 | 0 | 6973829 | 476928 | 2306335 | 2130455 | 1003560 | 0 | 92444384
2042-03-01 | 5425913 | 2099845 | 914727 | 2078798 | 42476.3 | 0 | 0 | 0 | 53822021 | 5.6714 | 1371250 | 11551.6 | 0 | 0 | 15 | 0 | 65766603
2042-04-01 | 0 | 2346659 | 0 | 1921005 | 37971 | 0 | 0 | 0 | 4384893 | 54.7226 | 2301329 | 160084 | 0 | 0 | 1031590 | 0 | 12183586
2042-05-01 | 988735 | 2953299 | 7231364 | 9002470 | 87208.2 | 8832562 | 466297 | 94.8279 | 25845528 | 88.6608 | 7469997 | 2262883 | 1234175 | 8149589 | 3440187 | 4366527 | 82331005
2042-06-01 | 1083932 | 4959046 | 7559500 | 7679921 | 128541 | 649388 | 455076 | 98.866 | 32547762 | 53.9175 | 3390428 | 175634 | 1275019 | 1134480 | 240658 | 587735 | 61867271
2042-07-01 | 1653194 | 4553636 | 6141165 | 7606647 | 77983.1 | 222290 | 455358 | 11.7308 | 42618466 | 34.6037 | 1926299 | 58775.4 | 412177 | 782720 | 0 | 290219 | 66798976
2042-08-01 | 0 | 1851269 | 3712052 | 3155918 | 39830 | 0 | 0 | 88.9106 | 7379919 | 1.8245 | 2594312 | 0 | 0 | 0 | 0 | 0 | 18733391
2042-09-01 | 0 | 0 | 12.3475 | 0 | 0 | 0 | 0 | 0 | 3764019 | 4.2251 | 3205717 | 0 | 0 | 0 | 1689344 | 0 | 8659097
2042-10-01 | 842144 | 2766242 | 1332052 | 872949 | 18158.2 | 611585 | 3467938 | 50.545 | 15366872 | 1478561 | 5070842 | 1513163 | 12400279 | 8301008 | 2780886 | 6510551 | 63333281
2042-11-01 | 0 | 1598655 | 59.4045 | 2966352 | 48728.3 | 0 | 4.9208 | 21.6405 | 25296987 | 73.1857 | 442837 | 1058648 | 0 | 8126761 | 1625499 | 0 | 41164626
2042-12-01 | 0 | 0 | 0.39166 | 567772 | 0 | 31.4733 | 0 | 0 | 19560980 | 7.458 | 4916331 | 1378033 | 0 | 0 | 591871 | 0 | 27015027
2043-01-01 | 0 | 8803300 | 558654 | 984 | 100060 | 1704029 | 0 | 84.2058 | 44460171 | 0 | 5330535 | 0 | 0 | 3721775 | 772560 | 3341378 | 68793530
2043-02-01 | 0 | 1877439 | 0 | 3259232 | 12581.5 | 4275351 | 18818085 | 5.748 | 39840028 | 65.4476 | 4900097 | 1074061 | 0 | 6064600 | 2311060 | 1856561 | 84289165
2043-03-01 | 5403597 | 3416400 | 446704 | 394 | 120885 | 0 | 0 | 0 | 49623297 | 5.3067 | 4122483 | 12724.5 | 0 | 0 | 42 | 5848104 | 68994636
2043-04-01 | 67407 | 2932600 | 911103 | 300 | 69988.2 | 0 | 0 | 0 | 14125608 | 6328343 | 5594871 | 1337246 | 0 | 6341638 | 3582588 | 3836505 | 45128197
2043-05-01 | 1755751 | 0 | 3775071 | 0 | 93718.8 | 3919813 | 386659 | 45.7986 | 29454141 | 3235626 | 7669965 | 1042257 | 4581600 | 5700175 | 1825570 | 4539388 | 67979780
2043-06-01 | 963161 | 0 | 3775998 | 0 | 92234.9 | 7.6634 | 546400 | 93.5672 | 28519773 | 3831628 | 5456431 | 188932 | 1206732 | 1168894 | 1214859 | 580600 | 47545744
2043-07-01 | 1682963 | 0 | 3783708 | 0 | 91100.3 | 199371 | 218534 | 170.926 | 43144657 | 667688 | 1196329 | 58231.2 | 404083 | 1172547 | 3425.39 | 295084 | 52917891
2043-08-01 | 0 | 0 | 3799478 | 0 | 59011.9 | 0 | 0 | 8.5243 | 20711506 | 1020393 | 2615915 | 0 | 0 | 0 | 0 | 0 | 28206312
2043-09-01 | 0 | 0 | 1160666 | 0 | 0 | 0 | 0 | 0 | 3878451 | 4703541 | 4797991 | 0 | 0 | 0 | 1795143 | 0 | 16335792
2043-10-01 | 998828 | 2114191 | 80.0017 | 2970568 | 15365.5 | 22.5317 | 43.3766 | 88.4241 | 15329578 | 97.4152 | 2874454 | 2419863 | 8761008 | 6034437 | 2617900 | 2246009 | 46382533
2043-11-01 | 872340 | 4139600 | 0 | 430 | 13753.5 | 0 | 0 | 0 | 18508259 | 6.0662 | 1868804 | 1215616 | 0 | 6716751 | 739475 | 1591270 | 35666305
2043-12-01 | 0 | 3571700 | 0 | 454 | 45107.3 | 0 | 6154190 | 0 | 26535828 | 4.9518 | 6508944 | 0 | 0 | 6128292 | 1052490 | 0 | 49997010
2044-01-01 | 2757015 | 3020500 | 609371 | 314 | 53033.6 | 3512163 | 492002 | 636.183 | 38012442 | 47.222 | 3595343 | 1146542 | 618404 | 454047 | 822044 | 3556575 | 58650479
2044-02-01 | 4279630 | 4689600 | 0 | 502 | 73238.2 | 2567732 | 16418585 | 6.3851 | 45496304 | 0 | 6924276 | 2063.84 | 0 | 0 | 2897 | 2044951 | 82499784
2044-03-01 | 779180 | 3713000 | 760723 | 404 | 58407 | 79.7997 | 0 | 5.1326 | 45685821 | 0 | 6318939 | 7840.85 | 0 | 0 | 103 | 1264195 | 58588697
2044-04-01 | 4633537 | 2557200 | 1155643 | 280 | 71253.1 | 8085578 | 18978188 | 4.693 | 48182137 | 0 | 3649549 | 8442.41 | 0 | 0 | 48 | 3643540 | 90965400
2044-05-01 | 862300 | 3642300 | 140709 | 414 | 76807.9 | 0.93901 | 197100 | 38.2225 | 30044882 | 31.5825 | 4932026 | 1253724 | 5305078 | 6767075 | 3232970 | 3924446 | 60379902
2044-06-01 | 1823364 | 0 | 3805425 | 0 | 67543 | 5.5963 | 655758 | 8.3208 | 19611343 | 65.3807 | 5542713 | 173246 | 1422431 | 1178527 | 1246545 | 884611 | 36411586
2044-07-01 | 860441 | 0 | 3440187 | 0 | 94914.3 | 218438 | 216573 | 5694215 | 42386192 | 464668 | 1565796 | 39822.8 | 282630 | 743005 | 0 | 0 | 56006883
2044-08-01 | 0 | 0 | 3801154 | 0 | 59925.6 | 0 | 0 | 3801672 | 16870600 | 707579 | 2620541 | 0 | 0 | 0 | 0 | 0 | 27861471
2044-09-01 | 0 | 0 | 1015237 | 0 | 0 | 0 | 0 | 0 | 7607430 | 4594475 | 4862355 | 0 | 0 | 0 | 1803033 | 0 | 19882531
2044-10-01 | 421097 | 3055662 | 0 | 2783464 | 40891.5 | 1012375 | 2742759 | 3.5221 | 18498009 | 3602591 | 2749183 | 1692689 | 9497733 | 11163822 | 2481670 | 1952244 | 61694193
2044-11-01 | 0 | 3514600 | 0 | 390 | 50467 | 0 | 0 | 33.7711 | 23989296 | 2.0636 | 1415060 | 3816921 | 4446683 | 16104049 | 840752 | 5467989 | 59646242
2044-12-01 | 0 | 3796200 | 0 | 424 | 19934.8 | 0 | 0 | 55.192 | 31719335 | 23.977 | 4501334 | 61905.2 | 3036400 | 7509341 | 1726237 | 0 | 52371189
2045-01-01 | 0 | 3627421 | 0 | 364 | 72291.2 | 6204555 | 1454683 | 4087118 | 38485277 | 4.8911 | 7012246 | 99475 | 394588 | 28689.4 | 67 | 4944164 | 66410944
2045-02-01 | 4142734 | 4110200 | 0 | 422 | 73372.2 | 3756928 | 17230470 | 9690594 | 34744425 | 12.494 | 5559632 | 4400.38 | 0 | 9821.35 | 96 | 0 | 79323107
2045-03-01 | 790655 | 3339950 | 900363 | 364 | 58675.5 | 1668909 | 61072.7 | 11172473 | 29629133 | 2477042 | 6315657 | 4199.91 | 0 | 6788.92 | 120 | 6513454 | 62938856
2045-04-01 | 5526782 | 1654200 | 1923234 | 220 | 36589.8 | 15903231 | 18760556 | 3680579 | 37499535 | 3160752 | 5088524 | 0 | 0 | 0 | 0 | 3934680 | 97168883
2045-05-01 | 973109 | 511750 | 2914025 | 64 | 109250 | 4198368 | 653072 | 7235147 | 26567192 | 6571124 | 8749372 | 1161.91 | 5638.4 | 63.9838 | 0 | 4351124 | 62840461
2045-06-01 | 1071143 | 1644062 | 1971824 | 430 | 56170.9 | 451049 | 691479 | 8455391 | 26213551 | 3355514 | 5591022 | 0 | 0 | 0 | 0 | 885454 | 50387089
2045-07-01 | 1669518 | 1687461 | 1925791 | 430 | 74273.1 | 434631 | 225145 | 10828566 | 30600604 | 436596 | 1244660 | 0 | 0 | 0 | 0 | 0 | 49127675
2045-08-01 | 0 | 1678039 | 1964141 | 354 | 47764.7 | 0 | 0 | 829288 | 27400543 | 961761 | 2561037 | 0 | 0 | 0 | 0 | 0 | 35442927
2045-09-01 | 0 | 0 | 1817306 | 0 | 0 | 0 | 0 | 0 | 3835624 | 2442447 | 4835076 | 0 | 0 | 0 | 2112157 | 0 | 15042610
2045-10-01 | 947842 | 2208523 | 0 | 2868164 | 29714.6 | 3487289 | 4241904 | 2651920 | 15834406 | 2874367 | 4166886 | 1552548 | 7201674 | 8124288 | 1335770 | 3058418 | 60583716
2045-11-01 | 1272590 | 3416343 | 0 | 580 | 59331 | 9620078 | 5575094 | 7919907 | 28802038 | 2505985 | 5629235 | 3626.26 | 0 | 1928.84 | 5 | 3599506 | 68406246
2045-12-01 | 209428 | 3368300 | 0 | 414 | 62575.9 | 0 | 0 | 68.6761 | 27619912 | 50.4277 | 4187226 | 1589078 | 3275176 | 9538155 | 1553870 | 0 | 51404253
2046-01-01 | 0 | 5126700 | 0 | 564 | 27000.1 | 0 | 0 | 0 | 28428018 | 0 | 293359 | 1147813 | 0 | 6678250 | 1273396 | 0 | 42975099
2046-02-01 | 0 | 5250100 | 0 | 562 | 68497.1 | 0 | 791218 | 0 | 43869500 | 7.5239 | 599280 | 109751 | 0 | 0 | 199421 | 0 | 50888337
2046-03-01 | 4605505 | 3216200 | 970682 | 394 | 84890.1 | 1182177 | 18938104 | 5.5499 | 41019200 | 0 | 6431823 | 4681.29 | 0 | 0 | 12 | 6387940 | 82841612
2046-04-01 | 783612 | 2815500 | 1001033 | 250 | 57270.3 | 623923 | 0 | 353.829 | 24154293 | 0 | 9645943 | 1123966 | 3527743 | 5687450 | 3150100 | 3511723 | 56083161
2046-05-01 | 951944 | 0 | 3885940 | 0 | 59834 | 8347177 | 228052 | 89.8364 | 19410198 | 89.3149 | 6618006 | 1515976 | 7506631 | 8537275 | 3430570 | 4291305 | 64783087
2046-06-01 | 953099 | 0 | 3724233 | 0 | 104036 | 428579 | 447146 | 2143215 | 27690098 | 59.2227 | 4148084 | 115639 | 853253 | 1155133 | 1163399 | 596190 | 43522162
2046-07-01 | 1677056 | 0 | 3751202 | 0 | 83365.1 | 213242 | 219949 | 8041483 | 33775077 | 55.1576 | 1879942 | 60717.8 | 417926 | 767728 | 0 | 287024 | 51174768
2046-08-01 | 0 | 0 | 3780589 | 0 | 38624.1 | 0 | 0 | 3740335 | 20997699 | 7.3614 | 2665305 | 0 | 0 | 0 | 0 | 0 | 31222558
2046-09-01 | 0 | 0 | 1077413 | 0 | 0 | 0 | 0 | 0 | 3805351 | 52.7549 | 3169837 | 0 | 0 | 0 | 1794868 | 0 | 9847521
2046-10-01 | 839925 | 2139500 | 96.6098 | 3004424 | 17004.3 | 1294221 | 3681428 | 1909131 | 15432320 | 55.1498 | 5672015 | 1644889 | 4934870 | 10920075 | 2268870 | 1985576 | 55744398
2046-11-01 | 733924 | 3775200 | 0 | 410 | 62076.8 | 0 | 2211911 | 61.4354 | 36539656 | 84.7837 | 63601.9 | 1270597 | 3053150 | 4486950 | 717218 | 4500541 | 57415382
2046-12-01 | 1728632 | 3563200 | 0 | 464 | 52675.5 | 71.6885 | 0 | 44.1472 | 21801985 | 17.802 | 4897298 | 1474660 | 3274466 | 13542075 | 878710 | 0 | 51214298
2047-01-01 | 0 | 3484500 | 107741 | 434 | 62554.6 | 0 | 0 | 5.07 | 40370690 | 0 | 5305893 | 4640.87 | 0 | 0 | 28 | 3646262 | 52982747
2047-02-01 | 4093260 | 3507600 | 0 | 362 | 98111.6 | 0 | 19023521 | 5.267 | 42967134 | 0 | 2674304 | 8612.47 | 0 | 0 | 106 | 2317059 | 74690075
2047-03-01 | 5396103 | 0 | 3779171 | 0 | 62918.7 | 4145396 | 18409059 | 10.3462 | 34845105 | 640555 | 9775232 | 3729.41 | 0 | 0 | 107 | 6463667 | 83521054
2047-04-01 | 838422 | 3455800 | 299251 | 380 | 47284.8 | 9136891 | 159346 | 634.445 | 35913288 | 5445549 | 3749855 | 3563.08 | 0 | 1222.16 | 147 | 3977224 | 63028856
2047-05-01 | 962578 | 1410400 | 1962843 | 414 | 102709 | 6109450 | 430268 | 3667489 | 24033714 | 3901247 | 8557414 | 736.176 | 3398.24 | 0 | 0 | 4427204 | 55569863
2047-06-01 | 980316 | 1624807 | 1974998 | 430 | 63830.2 | 650304 | 677527 | 8403600 | 21801013 | 3341355 | 5634063 | 0 | 0 | 0 | 0 | 579856 | 45732098
2047-07-01 | 1646939 | 1710800 | 1946620 | 410 | 70630.1 | 211916 | 231841 | 11042247 | 26108006 | 403208 | 1143012 | 0 | 0 | 0 | 0 | 295955 | 44811583
2047-08-01 | 0 | 1667490 | 1944013 | 190 | 46235.8 | 0 | 0 | 849691 | 31186778 | 951245 | 2664048 | 0 | 0 | 0 | 0 | 0 | 39309691
2047-09-01 | 0 | 0 | 1509366 | 0 | 0 | 0 | 0 | 0 | 3866522 | 2070448 | 2280772 | 0 | 0 | 0 | 1937662 | 0 | 11664770
2047-10-01 | 942152 | 3122022 | 0 | 2351464 | 35770.6 | 655686 | 1817505 | 3095985 | 19725424 | 5549171 | 5171845 | 361576 | 1995407 | 2345918 | 327430 | 7461742 | 54959099
2047-11-01 | 792385 | 3218000 | 0 | 360 | 57387.7 | 56.3545 | 308377 | 28.6414 | 27252354 | 19.9639 | 7380903 | 1228499 | 0 | 6770650 | 1183700 | 0 | 48192720
2047-12-01 | 149135 | 3592600 | 0 | 404 | 41298.7 | 1.5172 | 0 | 48.556 | 27451019 | 1968492 | 2370337 | 897869 | 5119546 | 4791775 | 974470 | 0 | 47356996
2048-01-01 | 2873260 | 3096600 | 323967 | 344 | 100128 | 0 | 13788902 | 90.2564 | 32895588 | 3051286 | 3738848 | 295254 | 1064970 | 1005375 | 763950 | 5759964 | 68758527
2048-02-01 | 0 | 3687000 | 0 | 392 | 99289.7 | 12.4288 | 0 | 9.6826 | 32747540 | 3497988 | 2863718 | 6155.89 | 0 | 0 | 4 | 3796357 | 46698467
2048-03-01 | 5373374 | 1665400 | 1841217 | 454 | 73731.3 | 4930557 | 18873465 | 4255051 | 14183897 | 9577818 | 9658739 | 695.57 | 3737.5 | 133.481 | 0 | 2745797 | 73184066
2048-04-01 | 5502641 | 1285000 | 2277655 | 380 | 59009.8 | 9562335 | 103768 | 5813669 | 17656618 | 6469095 | 7740120 | 922.45 | 3879.04 | 0 | 0 | 7974970 | 64450063
2048-05-01 | 958975 | 1590531 | 2021846 | 0 | 76619 | 6448923 | 648735 | 4923438 | 17430796 | 6087109 | 8446556 | 951.17 | 5160.82 | 84.8984 | 0 | 4423712 | 53063438
2048-06-01 | 972438 | 1653240 | 1994181 | 430 | 70628.2 | 655773 | 680296 | 11546964 | 18551292 | 1238813 | 5512844 | 0 | 0 | 0 | 0 | 603637 | 43480536
2048-07-01 | 1683366 | 1699528 | 1926392 | 470 | 81442.5 | 218179 | 232160 | 7965982 | 26521876 | 364682 | 1512139 | 2542.26 | 1.1 | 723.945 | 0 | 300913 | 42510396
2048-08-01 | 0 | 1697649 | 1983693 | 420 | 39148.7 | 0 | 0 | 3747201 | 29460748 | 348980 | 2609808 | 0 | 0 | 0 | 0 | 0 | 39887648
2048-09-01 | 0 | 0 | 1717808 | 0 | 0 | 0 | 0 | 0 | 3742523 | 4276792 | 3044524 | 0 | 0 | 0 | 1989040 | 0 | 14770687
2048-10-01 | 419911 | 2260377 | 0 | 2610194 | 17351.5 | 0 | 0 | 93.574 | 15849891 | 58.4488 | 2651968 | 1966606 | 8572759 | 10697613 | 1988270 | 2603873 | 49638966
2048-11-01 | 0 | 3499190 | 0 | 40940 | 59879.9 | 0 | 0 | 0.31637 | 25998004 | 22.548 | 1263050 | 1111186 | 658753 | 7986912 | 1430057 | 0 | 42047994
2048-12-01 | 0 | 3326700 | 285197 | 394 | 63600 | 3.7871 | 6837629 | 17.3208 | 28216457 | 87.0347 | 4581083 | 950333 | 1543250 | 5229875 | 888260 | 2188286 | 54111173
2049-01-01 | 0 | 3153000 | 0 | 344 | 0 | 39.8496 | 0 | 17.971 | 34147292 | 31.8222 | 4406910 | 422432 | 0 | 1792975 | 456110 | 4103934 | 48483086
2049-02-01 | 0 | 7732579 | 0 | 2732232 | 62122.6 | 0 | 0 | 0.87473 | 7468650 | 0 | 266159 | 112098 | 0 | 684086 | 227907 | 0 | 19285835
2049-03-01 | 4623564 | 3455100 | 759282 | 374 | 123655 | 44.4951 | 15374780 | 5.3729 | 34994637 | 0 | 6213424 | 9936.52 | 0 | 0 | 108 | 5224982 | 70779892
2049-04-01 | 828986 | 1587700 | 2009701 | 220 | 42617.9 | 917039 | 68221.7 | 4.9204 | 36219366 | 0 | 4899866 | 6449.84 | 0 | 0 | 66 | 3977943 | 50558181
2049-05-01 | 985729 | 0 | 3878763 | 0 | 58219.1 | 10186397 | 461216 | 35.2179 | 31833054 | 0 | 7513345 | 191126 | 758692 | 149075 | 433670 | 4451423 | 60900745
2049-06-01 | 993975 | 0 | 3746431 | 0 | 88079.6 | 145118 | 438684 | 40.5428 | 32394830 | 0 | 5401555 | 180419 | 1265179 | 81850 | 1431000 | 600125 | 46767286
2049-07-01 | 1626590 | 0 | 3730997 | 0 | 104041 | 178595 | 218952 | 14.8712 | 36077270 | 6.7813 | 1749763 | 143564 | 1022390 | 1404291 | 0 | 309024 | 46565499
2049-08-01 | 0 | 0 | 3754401 | 0 | 61799.5 | 0 | 0 | 3.1098 | 15182692 | 54.0147 | 2736641 | 0 | 0 | 0 | 0 | 0 | 21735590
2049-09-01 | 0 | 0 | 712701 | 0 | 0 | 0 | 0 | 0 | 3820281 | 52.0576 | 3146766 | 0 | 0 | 0 | 1901887 | 0 | 9581688
2049-10-01 | 1304289 | 3076081 | 0 | 3086764 | 19673.1 | 8.8523 | 3543200 | 12.5121 | 21571725 | 45.346 | 4367272 | 942643 | 4602750 | 5046663 | 1142670 | 2844964 | 51548760
2049-11-01 | 975993 | 3074500 | 0 | 720 | 67144.3 | 9932422 | 5367290 | 6086962 | 21998258 | 1.0276 | 7531172 | 4485.49 | 214 | 6381 | 0 | 6749249 | 61794793
2049-12-01 | 467880 | 6307900 | 0 | 704 | 33139.5 | 0 | 0 | 0 | 35509526 | 3.9176 | 4389223 | 6507.66 | 0 | 0 | 112 | 0 | 46714996
2050-01-01 | 0 | 0 | 0 | 7038464 | 0 | 0 | 0 | 0 | 3694264 | 0 | 321557 | 93291.5 | 0 | 0 | 251843 | 0 | 11399419
2050-02-01 | 0 | 0 | 0 | 3816487 | 27174.3 | 0 | 0 | 0 | 35113555 | 0 | 904048 | 0 | 0 | 3476181 | 699240 | 0 | 44036685
2050-03-01 | 4621712 | 8766900 | 910025 | 894 | 82676.6 | 6.589 | 16971944 | 5.6759 | 33811806 | 0 | 6281434 | 9689.47 | 0 | 0 | 69 | 6464397 | 77921560
2050-04-01 | 840028 | 2515281 | 1567326 | 136268 | 32384.8 | 6268567 | 4.0235 | 3.1902 | 18283474 | 71.0205 | 3512337 | 1386935 | 447483 | 7327954 | 3905632 | 194604 | 46418352
2050-05-01 | 967567 | 2463500 | 1034067 | 284 | 78124.4 | 5676427 | 361898 | 2.1799 | 26280944 | 37.0055 | 7226114 | 496074 | 2936894 | 2393175 | 466880 | 4381119 | 54763106
2050-06-01 | 964834 | 0 | 3856603 | 0 | 59702.2 | 568685 | 438563 | 60.6859 | 22986120 | 80.3775 | 3394787 | 202874 | 1517486 | 1281819 | 1671585 | 589038 | 37532238
2050-07-01 | 1698024 | 0 | 3697288 | 0 | 106491 | 0 | 214609 | 9.2741 | 38077425 | 0 | 1413937 | 7443.1 | 1025 | 0 | 0 | 296182 | 45512433
2050-08-01 | 0 | 0 | 3789138 | 0 | 45683.9 | 0 | 0 | 48.0788 | 20523777 | 8.5701 | 3818856 | 0 | 0 | 0 | 0 | 0 | 28177511
2050-09-01 | 0 | 0 | 556842 | 0 | 0 | 0 | 0 | 0 | 3805103 | 33.1597 | 3524663 | 0 | 0 | 0 | 1795393 | 0 | 9682035
2050-10-01 | 438419 | 1988245 | 51.0554 | 3900934 | 50403.2 | 5.9364 | 3480236 | 61.9881 | 13251112 | 69.5434 | 3501597 | 1685873 | 7830230 | 10939444 | 1665370 | 6153756 | 54885808
2050-11-01 | 860282 | 3261800 | 0 | 460 | 63588.3 | 8.0378 | 3.824 | 41.6976 | 28648901 | 2.2431 | 686012 | 975162 | 2278087 | 5780854 | 762840 | 0 | 43318042
2050-12-01 | 0 | 1621675 | 0 | 3224864 | 25897.5 | 0 | 0 | 4.3581 | 3761895 | 0 | 4676352 | 1374744 | 0 | 8979026 | 1533973 | 0 | 25198430
2051-01-01 | 0 | 0 | 0 | 3862464 | 0 | 0 | 0 | 0 | 27830819 | 8.7635 | 281910 | 0 | 0 | 0 | 0 | 0 | 31975201
2051-02-01 | 0 | 0 | 0 | 2616491 | 0 | 0 | 0 | 40.3182 | 5926671 | 1.9214 | 484629 | 0 | 0 | 624052 | 14528 | 0 | 9666413
2051-03-01 | 4554490 | 0 | 0 | 0 | 0 | 2531475 | 18604558 | 1.47 | 9693911 | 0.96893 | 3427329 | 0 | 0 | 0 | 0 | 0 | 38811766
2051-04-01 | 0 | 0 | 0 | 3632606 | 0 | 0 | 0 | 65.8928 | 0 | 0.055225 | 0 | 1059398 | 932956 | 7107627 | 0 | 0 | 12732653
2051-05-01 | 0 | 123306 | 0 | 0 | 15769.1 | 0 | 0 | 72.2252 | 3755591 | 65.2585 | 0 | 0 | 0 | 0 | 0 | 0 | 3894804
2051-06-01 | 0 | 0 | 0 | 404806 | 0 | 0 | 0 | 0 | 0 | 5.3886 | 168285 | 0 | 0 | 0 | 2245.83 | 0 | 575342
2051-07-01 | 0 | 1833722 | 0 | 0 | 27118.6 | 0 | 0 | 0 | 0 | 2.5867 | 606999 | 0 | 0 | 0 | 0 | 0 | 2467841
2051-08-01 | 0 | 0 | 57.2372 | 0 | 0 | 0 | 0 | 0 | 3617058 | 0 | 0 | 0 | 0 | 0 | 0 | 0 | 3617116
Sum | 428201767 | 1286833859 | 830722482 | 1160234742 | 21293184 | 675474986 | 1008682151 | 580673700 | 10084445657 | 351799661 | 1567489658 | 217936620 | 711550076 | 1256224573 | 391873471 | 744495155 | 21317931741

## GP Domestic
Transmission Link Flow
Scenario: Wastewater Reuse No Desal, All months (12)
Cubic Meter
| "Transmission Link from Anti Atlas GW to AEP_Irherm" | "Transmission Link from Chtouka GW to Biougra" | "Transmission Link from Chtouka GW to Lqliaa" | "Transmission Link from Nappe Aluviale de Souss GW to AEP_Aoulouz" | "Transmission Link from Nappe Aluviale de Souss GW to AEP_Taliouine" | "Transmission Link from Souss GW to AEP Taroudant" | "Transmission Link from Souss GW to AEP_ouled berhil" | "Transmission Link from Souss GW to AEP_SEl Guerdane" | "Transmission Link from Souss GW to Agadir" | "Transmission Link from Souss GW to Ait Iaaza" | "Transmission Link from Souss GW to Drargua" | "Transmission Link from Souss GW to Ouled Teima" | "Transmission Link from Souss GW to Temsia" | "Transmission Link from Tiznit GW to Sidi Ifni" | Sum
2018-09-01 | 6085.93 | 182583 | 224894 | 166006 | 16443.8 | 365827 | 67028 | 0.22785 | 0 | 40907.9 | 158684 | 271172 | 77468.3 | 0 | 1577100
2018-10-01 | 6288.79 | 188669 | 232390 | 171539 | 16991.9 | 378021 | 69262.3 | 0 | 0 | 42271.5 | 163973 | 280212 | 80050.6 | 0 | 1629670
2018-11-01 | 6085.93 | 182583 | 224894 | 166006 | 16443.8 | 365827 | 67028 | 0.22785 | 0 | 40907.9 | 158684 | 271172 | 77468.3 | 0 | 1577100
2018-12-01 | 6288.79 | 188669 | 232390 | 171539 | 16991.9 | 378021 | 69262.3 | 0 | 0 | 42271.5 | 163973 | 280212 | 80050.6 | 0 | 1629670
2019-01-01 | 6288.79 | 188669 | 232390 | 171539 | 16991.9 | 378021 | 69262.3 | 0 | 0 | 42271.5 | 163973 | 280212 | 80050.6 | 0 | 1629670
2019-02-01 | 5680.2 | 170411 | 209901 | 154939 | 15347.5 | 341439 | 62559.5 | 0 | 0 | 38180.7 | 148105 | 253094 | 72303.8 | 0 | 1471960
2019-03-01 | 6288.79 | 188669 | 232390 | 171539 | 16991.9 | 378021 | 69262.3 | 0.83544 | 0 | 42271.5 | 163973 | 280212 | 80050.6 | 0 | 1629671
2019-04-01 | 6085.93 | 182583 | 224894 | 166006 | 16443.8 | 365827 | 67028 | 0.22785 | 0 | 40907.9 | 158684 | 271172 | 77468.3 | 0 | 1577100
2019-05-01 | 6288.79 | 188669 | 232390 | 171539 | 16991.9 | 378021 | 69262.3 | 0.83544 | 0 | 42271.5 | 163973 | 280212 | 80050.6 | 0 | 1629671
2019-06-01 | 6085.93 | 182583 | 224894 | 166006 | 16443.8 | 365827 | 67028 | 0.22785 | 0 | 40907.9 | 158684 | 271172 | 77468.3 | 0 | 1577100
2019-07-01 | 6288.79 | 188669 | 232390 | 171539 | 16991.9 | 378021 | 69262.3 | 6845.84 | 0 | 42271.5 | 163973 | 280212 | 80050.6 | 0 | 1636516
2019-08-01 | 6288.79 | 188669 | 232390 | 171539 | 16991.9 | 378021 | 69262.3 | 33335.9 | 0 | 42271.5 | 163973 | 280212 | 80050.6 | 0 | 1663006
2019-09-01 | 6085.93 | 188970 | 233890 | 176898 | 16678.5 | 371089 | 69709.2 | 0.35443 | 0 | 42340.4 | 169792 | 279445 | 79392.5 | 0 | 1634291
2019-10-01 | 6288.79 | 195269 | 241687 | 182795 | 17234.4 | 383458 | 72032.8 | 0.63291 | 0 | 43751.7 | 175452 | 288760 | 82039 | 0 | 1688767
2019-11-01 | 6085.93 | 188970 | 233890 | 176898 | 16678.5 | 371089 | 69709.2 | 0.35443 | 0 | 42340.4 | 169792 | 279445 | 79392.5 | 0 | 1634291
2019-12-01 | 6288.79 | 195269 | 241687 | 182795 | 17234.4 | 383458 | 72032.8 | 0.63291 | 41.3265 | 43751.7 | 175452 | 288760 | 82039 | 0 | 1688809
2020-01-01 | 6288.79 | 195269 | 241687 | 182795 | 17234.4 | 383458 | 72032.8 | 0.63291 | 0 | 43751.7 | 175452 | 288760 | 82039 | 0 | 1688767
2020-02-01 | 5680.2 | 176372 | 218298 | 165105 | 15566.6 | 346350 | 65061.9 | 0 | 0 | 39517.7 | 158472 | 260815 | 74099.7 | 0 | 1525338
2020-03-01 | 6288.79 | 195269 | 241687 | 182795 | 17234.4 | 383458 | 72032.8 | 0 | 0 | 43751.7 | 175452 | 288760 | 82039 | 0 | 1688767
2020-04-01 | 6085.93 | 188970 | 233890 | 176898 | 16678.5 | 371089 | 69709.2 | 0 | 0 | 42340.4 | 169792 | 279445 | 79392.5 | 0 | 1634290
2020-05-01 | 6288.79 | 195269 | 241687 | 182795 | 17234.4 | 383458 | 72032.8 | 0.63291 | 41.3265 | 43751.7 | 175452 | 288760 | 82039 | 0 | 1688809
2020-06-01 | 6085.93 | 188970 | 233890 | 176898 | 16678.5 | 371089 | 69709.2 | 0.35443 | 56.1224 | 42340.4 | 169792 | 279445 | 79392.5 | 0 | 1634347
2020-07-01 | 6288.79 | 195269 | 241687 | 182795 | 17234.4 | 383458 | 72032.8 | 0.63291 | 41.3265 | 43751.7 | 175452 | 288760 | 82039 | 0 | 1688809
2020-08-01 | 6288.79 | 195269 | 241687 | 182795 | 17234.4 | 383458 | 72032.8 | 0.63291 | 41.3265 | 43751.7 | 175452 | 288760 | 82039 | 0 | 1688809
2020-09-01 | 6116.74 | 196064 | 241341 | 182516 | 16883.1 | 375650 | 71929.8 | 0.83544 | 0 | 43689.2 | 181278 | 286789 | 81045.2 | 0 | 1683302
2020-10-01 | 6320.63 | 202599 | 249385 | 188600 | 17445.9 | 388172 | 74327.5 | 0.26329 | 0 | 45145.5 | 187320 | 296349 | 83746.7 | 0 | 1739411
2020-11-01 | 6116.74 | 196064 | 241341 | 182516 | 16883.1 | 375650 | 71929.8 | 0.83544 | 0 | 43689.2 | 181278 | 286789 | 81045.2 | 0 | 1683302
2020-12-01 | 6320.63 | 202599 | 249385 | 188600 | 17445.9 | 388172 | 74327.5 | 0.26329 | 47.7041 | 45145.5 | 187320 | 296349 | 83746.7 | 0 | 1739459
2021-01-01 | 6320.63 | 202599 | 249385 | 188600 | 17445.9 | 388172 | 74327.5 | 0.26329 | 0 | 45145.5 | 187320 | 296349 | 83746.7 | 0 | 1739411
2021-02-01 | 5708.96 | 182993 | 225251 | 170348 | 15757.5 | 350607 | 67134.5 | 0.97975 | 0 | 40776.6 | 169193 | 267670 | 75642.2 | 0 | 1571082
2021-03-01 | 6320.63 | 202599 | 249385 | 188600 | 17445.9 | 388172 | 74327.5 | 0 | 0 | 45145.5 | 187320 | 296349 | 83746.7 | 0 | 1739411
2021-04-01 | 6116.74 | 196064 | 241341 | 182516 | 16883.1 | 375650 | 71929.8 | 0.83544 | 91.3265 | 43689.2 | 181278 | 286789 | 81045.2 | 0 | 1683393
2021-05-01 | 6320.63 | 202599 | 249385 | 188600 | 17445.9 | 388172 | 74327.5 | 26254.8 | 47.7041 | 45145.5 | 187320 | 296349 | 83746.7 | 0 | 1765713
2021-06-01 | 6116.74 | 196064 | 241341 | 182516 | 16883.1 | 375650 | 71929.8 | 34007.2 | 0 | 43689.2 | 181278 | 286789 | 81045.2 | 0 | 1717308
2021-07-01 | 6320.63 | 202599 | 249385 | 188600 | 17445.9 | 388172 | 74327.5 | 35184 | 47.7041 | 45145.5 | 187320 | 296349 | 83746.7 | 0 | 1774643
2021-08-01 | 6320.63 | 202599 | 249385 | 188600 | 17445.9 | 388172 | 74327.5 | 35069 | 47.7041 | 45145.5 | 187320 | 296349 | 83746.7 | 0 | 1774528
2021-09-01 | 6147.56 | 203158 | 248791 | 188217 | 17087.7 | 380211 | 74150.5 | 0.31646 | 0 | 45038.1 | 192764 | 294133 | 82697.8 | 0 | 1732395
2021-10-01 | 6352.47 | 209930 | 257084 | 194491 | 17657.3 | 392885 | 76622.2 | 35781.7 | 0 | 46539.4 | 199189 | 303937 | 85454.4 | 0 | 1825923
2021-11-01 | 6147.56 | 203158 | 248791 | 188217 | 17087.7 | 380211 | 74150.5 | 34474.6 | 0 | 45038.1 | 192764 | 294133 | 82697.8 | 0 | 1766870
2021-12-01 | 6352.47 | 209930 | 257084 | 194491 | 17657.3 | 392885 | 76622.2 | 35904.7 | 0 | 46539.4 | 199189 | 303937 | 85454.4 | 0 | 1826046
2022-01-01 | 6352.47 | 209930 | 257084 | 194491 | 17657.3 | 392885 | 76622.2 | 0.89367 | 0 | 46539.4 | 199189 | 303937 | 85454.4 | 0 | 1790142
2022-02-01 | 5737.72 | 189614 | 232205 | 175670 | 15948.5 | 354864 | 69207.1 | 0 | 0 | 42035.5 | 179913 | 274524 | 77184.6 | 0 | 1616902
2022-03-01 | 6352.47 | 209930 | 257084 | 194491 | 17657.3 | 392885 | 76622.2 | 0 | 0 | 46539.4 | 199189 | 303937 | 85454.4 | 0 | 1790142
2022-04-01 | 6147.56 | 203158 | 248791 | 188217 | 17087.7 | 380211 | 74150.5 | 0.31646 | 0 | 45038.1 | 192764 | 294133 | 82697.8 | 0 | 1732395
2022-05-01 | 6352.47 | 209930 | 257084 | 194491 | 17657.3 | 392885 | 76622.2 | 0 | 0 | 46539.4 | 199189 | 303937 | 85454.4 | 0 | 1790142
2022-06-01 | 6147.56 | 203158 | 248791 | 188217 | 17087.7 | 380211 | 74150.5 | 0.31646 | 0 | 45038.1 | 192764 | 294133 | 82697.8 | 0 | 1732395
2022-07-01 | 6352.47 | 209930 | 257084 | 194491 | 17657.3 | 392885 | 76622.2 | 0.89367 | 54.0816 | 46539.4 | 199189 | 303937 | 85454.4 | 0 | 1790197
2022-08-01 | 6352.47 | 209930 | 257084 | 194491 | 17657.3 | 392885 | 76622.2 | 0.89367 | 54.0816 | 46539.4 | 199189 | 303937 | 85454.4 | 0 | 1790197
2022-09-01 | 6178.37 | 210251 | 256241 | 194003 | 17292.3 | 384772 | 76371.1 | 0.79747 | 0 | 46387 | 204250 | 301477 | 84350.4 | 0 | 1781574
2022-10-01 | 6384.32 | 217260 | 264782 | 200469 | 17868.7 | 397598 | 78916.9 | 0.52405 | 0 | 47933.2 | 211058 | 311526 | 87162.1 | 0 | 1840959
2022-11-01 | 6178.37 | 210251 | 256241 | 194003 | 17292.3 | 384772 | 76371.1 | 0.79747 | 0 | 46387 | 204250 | 301477 | 84350.4 | 0 | 1781574
2022-12-01 | 6384.32 | 217260 | 264782 | 200469 | 17868.7 | 397598 | 78916.9 | 0.52405 | 0 | 47933.2 | 211058 | 311526 | 87162.1 | 0 | 1840959
2023-01-01 | 6384.32 | 217260 | 264782 | 200469 | 17868.7 | 397598 | 78916.9 | 0.52405 | 329560 | 47933.2 | 211058 | 311526 | 87162.1 | 0 | 2170520
2023-02-01 | 5766.48 | 196235 | 239158 | 181069 | 16139.5 | 359121 | 71279.7 | 0.3443 | 0 | 43294.5 | 190633 | 281379 | 78727 | 0 | 1662802
2023-03-01 | 6384.32 | 217260 | 264782 | 200469 | 17868.7 | 397598 | 78916.9 | 25198.5 | 0 | 47933.2 | 211058 | 311526 | 87162.1 | 0 | 1866157
2023-04-01 | 6178.37 | 210251 | 256241 | 194003 | 17292.3 | 384772 | 76371.1 | 35378.6 | 0 | 46387 | 204250 | 301477 | 84350.4 | 0 | 1816951
2023-05-01 | 6384.32 | 217260 | 264782 | 200469 | 17868.7 | 397598 | 78916.9 | 36379.3 | 0 | 47933.2 | 211058 | 311526 | 87162.1 | 0 | 1877338
2023-06-01 | 6178.37 | 210251 | 256241 | 194003 | 17292.3 | 384772 | 76371.1 | 35328.2 | 0 | 46387 | 204250 | 301477 | 84350.4 | 0 | 1816901
2023-07-01 | 6384.32 | 217260 | 264782 | 200469 | 17868.7 | 397598 | 78916.9 | 36372.3 | 1856060 | 47933.2 | 211058 | 311526 | 87162.1 | 0 | 3733391
2023-08-01 | 6384.32 | 217260 | 264782 | 200469 | 17868.7 | 397598 | 78916.9 | 36545.2 | 3288410 | 47933.2 | 211058 | 311526 | 87162.1 | 0 | 5165914
2023-09-01 | 6209.19 | 217345 | 263691 | 199872 | 17496.9 | 389333 | 78591.8 | 0.27848 | 3415480 | 47735.8 | 215735 | 308821 | 86003 | 0 | 5246314
2023-10-01 | 6416.16 | 224590 | 272481 | 206534 | 18080.1 | 402311 | 81211.5 | 37258.3 | 3509497 | 49327 | 222927 | 319115 | 88869.8 | 0 | 5438617
2023-11-01 | 6209.19 | 217345 | 263691 | 199872 | 17496.9 | 389333 | 78591.8 | 0.27848 | 0 | 47735.8 | 215735 | 308821 | 86003 | 0 | 1830835
2023-12-01 | 6416.16 | 224590 | 272481 | 206534 | 18080.1 | 402311 | 81211.5 | 0.15443 | 0 | 49327 | 222927 | 319115 | 88869.8 | 0 | 1891862
2024-01-01 | 6416.16 | 224590 | 272481 | 206534 | 18080.1 | 402311 | 81211.5 | 0.15443 | 0 | 49327 | 222927 | 319115 | 88869.8 | 0 | 1891862
2024-02-01 | 5795.24 | 202855 | 246112 | 186547 | 16330.5 | 363378 | 73352.4 | 0.52658 | 0 | 44553.4 | 201353 | 288233 | 80269.5 | 0 | 1708779
2024-03-01 | 6416.16 | 224590 | 272481 | 206534 | 18080.1 | 402311 | 81211.5 | 36712.3 | 0 | 49327 | 222927 | 319115 | 88869.8 | 0 | 1928574
2024-04-01 | 6209.19 | 217345 | 263691 | 199872 | 17496.9 | 389333 | 78591.8 | 36134 | 0 | 47735.8 | 215735 | 308821 | 86003 | 0 | 1866968
2024-05-01 | 6416.16 | 224590 | 272481 | 206534 | 18080.1 | 402311 | 81211.5 | 37098.4 | 0 | 49327 | 222927 | 319115 | 88869.8 | 0 | 1928960
2024-06-01 | 6209.19 | 217345 | 263691 | 199872 | 17496.9 | 389333 | 78591.8 | 36092.7 | 96.9388 | 47735.8 | 215735 | 308821 | 86003 | 0 | 1867024
2024-07-01 | 6416.16 | 224590 | 272481 | 206534 | 18080.1 | 402311 | 81211.5 | 37138.2 | 66.8367 | 49327 | 222927 | 319115 | 88869.8 | 0 | 1929067
2024-08-01 | 6416.16 | 224590 | 272481 | 206534 | 18080.1 | 402311 | 81211.5 | 37343.1 | 66.8367 | 49327 | 222927 | 319115 | 88869.8 | 0 | 1929272
2024-09-01 | 6240 | 224439 | 271142 | 205824 | 17701.5 | 393894 | 80812.5 | 0.75949 | 0 | 49084.7 | 227221 | 316165 | 87655.6 | 0 | 1880180
2024-10-01 | 6448 | 231920 | 280180 | 212685 | 18291.6 | 407024 | 83506.2 | 37993.6 | 0 | 50720.8 | 234795 | 326704 | 90577.5 | 0 | 1980846
2024-11-01 | 6240 | 224439 | 271142 | 205824 | 17701.5 | 393894 | 80812.5 | 0.75949 | 0 | 49084.7 | 227221 | 316165 | 87655.6 | 0 | 1880180
2024-12-01 | 6448 | 231920 | 280180 | 212685 | 18291.6 | 407024 | 83506.2 | 0.78481 | 0 | 50720.8 | 234795 | 326704 | 90577.5 | 0 | 1942853
2025-01-01 | 6448 | 231920 | 280180 | 212685 | 18291.6 | 407024 | 83506.2 | 0 | 0 | 50720.8 | 234795 | 326704 | 90577.5 | 0 | 1942852
2025-02-01 | 5824 | 209476 | 253065 | 192102 | 16521.4 | 367635 | 75425 | 0 | 0 | 45812.4 | 212073 | 295087 | 81811.9 | 0 | 1754834
2025-03-01 | 6448 | 231920 | 280180 | 212685 | 18291.6 | 407024 | 83506.2 | 0.78481 | 0 | 50720.8 | 234795 | 326704 | 90577.5 | 0 | 1942853
2025-04-01 | 6240 | 224439 | 271142 | 205824 | 17701.5 | 393894 | 80812.5 | 0 | 0 | 49084.7 | 227221 | 316165 | 87655.6 | 0 | 1880179
2025-05-01 | 6448 | 231920 | 280180 | 212685 | 18291.6 | 407024 | 83506.2 | 0.78481 | 73.2143 | 50720.8 | 234795 | 326704 | 90577.5 | 0 | 1942926
2025-06-01 | 6240 | 224439 | 271142 | 205824 | 17701.5 | 393894 | 80812.5 | 0.75949 | 32.1429 | 49084.7 | 227221 | 316165 | 87655.6 | 0 | 1880212
2025-07-01 | 6448 | 231920 | 280180 | 212685 | 18291.6 | 407024 | 83506.2 | 0.78481 | 73.2143 | 50720.8 | 234795 | 326704 | 90577.5 | 0 | 1942926
2025-08-01 | 6448 | 231920 | 280180 | 212685 | 18291.6 | 407024 | 83506.2 | 38003.5 | 73.2143 | 50720.8 | 234795 | 326704 | 90577.5 | 0 | 1980929
2025-09-01 | 6271.41 | 232863 | 278268 | 208354 | 17919.3 | 398736 | 83386.5 | 3941.7 | 22.449 | 50648 | 242591 | 324475 | 89480.3 | 0 | 1936956
2025-10-01 | 6480.45 | 240626 | 287543 | 215299 | 18516.7 | 412027 | 86166.1 | 38764.8 | 36.5306 | 52336.3 | 250678 | 335290 | 92463 | 0 | 2036227
2025-11-01 | 6271.41 | 232863 | 278268 | 208354 | 17919.3 | 398736 | 83386.5 | 0.6962 | 22.449 | 50648 | 242591 | 324475 | 89480.3 | 0 | 1933015
2025-12-01 | 6480.45 | 240626 | 287543 | 215299 | 18516.7 | 412027 | 86166.1 | 0.28608 | 2966737 | 52336.3 | 250678 | 335290 | 92463 | 0 | 4964162
2026-01-01 | 6480.45 | 240626 | 287543 | 215299 | 18516.7 | 412027 | 86166.1 | 7500.29 | 2451937 | 52336.3 | 250678 | 335290 | 92463 | 0 | 4456862
2026-02-01 | 5853.31 | 217339 | 259716 | 194464 | 16724.7 | 372153 | 77827.4 | 0.51646 | 0 | 47271.5 | 226419 | 302843 | 83514.9 | 0 | 1804127
2026-03-01 | 6480.45 | 240626 | 287543 | 215299 | 18516.7 | 412027 | 86166.1 | 7290.29 | 0 | 52336.3 | 250678 | 335290 | 92463 | 0 | 2004716
2026-04-01 | 6271.41 | 232863 | 278268 | 208354 | 17919.3 | 398736 | 83386.5 | 32923.8 | 0 | 50648 | 242591 | 324475 | 89480.3 | 0 | 1965916
2026-05-01 | 6480.45 | 240626 | 287543 | 215299 | 18516.7 | 412027 | 86166.1 | 38715.8 | 36.5306 | 52336.3 | 250678 | 335290 | 92463 | 0 | 2036178
2026-06-01 | 6271.41 | 232863 | 278268 | 208354 | 17919.3 | 398736 | 83386.5 | 0.6962 | 0 | 50648 | 242591 | 324475 | 89480.3 | 0 | 1932993
2026-07-01 | 6480.45 | 240626 | 287543 | 215299 | 18516.7 | 412027 | 86166.1 | 0.28608 | 36.5306 | 52336.3 | 250678 | 335290 | 92463 | 0 | 1997462
2026-08-01 | 6480.45 | 240626 | 287543 | 215299 | 18516.7 | 412027 | 86166.1 | 16963.3 | 36.5306 | 52336.3 | 250678 | 335290 | 92463 | 0 | 2014425
2026-09-01 | 6302.81 | 241288 | 285394 | 210884 | 18137.2 | 403577 | 85960.6 | 0.63291 | 0 | 52211.4 | 257961 | 332784 | 91305 | 0 | 1985806
2026-10-01 | 6512.91 | 249331 | 294907 | 217913 | 18741.7 | 417030 | 88825.9 | 39608.2 | 99.8469 | 53951.8 | 266560 | 343877 | 94348.5 | 0 | 2091707
2026-11-01 | 6302.81 | 241288 | 285394 | 210884 | 18137.2 | 403577 | 85960.6 | 0.63291 | 12.7551 | 52211.4 | 257961 | 332784 | 91305 | 0 | 1985819
2026-12-01 | 6512.91 | 249331 | 294907 | 217913 | 18741.7 | 417030 | 88825.9 | 39566 | 99.8469 | 53951.8 | 266560 | 343877 | 94348.5 | 0 | 2091665
2027-01-01 | 6512.91 | 249331 | 294907 | 217913 | 18741.7 | 417030 | 88825.9 | 31787.2 | 1815885 | 53951.8 | 266560 | 343877 | 94348.5 | 0 | 3899671
2027-02-01 | 5882.63 | 225202 | 266367 | 196825 | 16928 | 376672 | 80229.9 | 0.32405 | 0 | 48730.6 | 240764 | 310598 | 85218 | 0 | 1853418
2027-03-01 | 6512.91 | 249331 | 294907 | 217913 | 18741.7 | 417030 | 88825.9 | 0 | 835157 | 53951.8 | 266560 | 343877 | 94348.5 | 0 | 2887156
2027-04-01 | 6302.81 | 241288 | 285394 | 210884 | 18137.2 | 403577 | 85960.6 | 31611.1 | 3723963 | 52211.4 | 257961 | 332784 | 91305 | 0 | 5741379
2027-05-01 | 6512.91 | 249331 | 294907 | 217913 | 18741.7 | 417030 | 88825.9 | 39567.9 | 3837460 | 53951.8 | 266560 | 343877 | 94348.5 | 0 | 5929026
2027-06-01 | 6302.81 | 241288 | 285394 | 210884 | 18137.2 | 403577 | 85960.6 | 38290.2 | 3977273 | 52211.4 | 257961 | 332784 | 91305 | 0 | 6001368
2027-07-01 | 6512.91 | 249331 | 294907 | 217913 | 18741.7 | 417030 | 88825.9 | 39388.2 | 3910960 | 53951.8 | 266560 | 343877 | 94348.5 | 0 | 6002347
2027-08-01 | 6512.91 | 249331 | 294907 | 217913 | 18741.7 | 417030 | 88825.9 | 39554.7 | 3819450 | 53951.8 | 266560 | 343877 | 94348.5 | 0 | 5911003
2027-09-01 | 6334.22 | 249713 | 292520 | 213414 | 18355 | 408419 | 88534.6 | 0.56962 | 3693207 | 53774.8 | 273331 | 341093 | 93129.7 | 0 | 5731825
2027-10-01 | 6545.36 | 258036 | 302270 | 220528 | 18966.8 | 422033 | 91485.8 | 0.28861 | 0 | 55567.3 | 282442 | 352463 | 96234 | 0 | 2106572
2027-11-01 | 6334.22 | 249713 | 292520 | 213414 | 18355 | 408419 | 88534.6 | 0.56962 | 0 | 53774.8 | 273331 | 341093 | 93129.7 | 0 | 2038619
2027-12-01 | 6545.36 | 258036 | 302270 | 220528 | 18966.8 | 422033 | 91485.8 | 0 | 0 | 55567.3 | 282442 | 352463 | 96234 | 0 | 2106572
2028-01-01 | 6545.36 | 258036 | 302270 | 220528 | 18966.8 | 422033 | 91485.8 | 0 | 0 | 55567.3 | 282442 | 352463 | 96234 | 0 | 2106572
2028-02-01 | 5911.94 | 233065 | 273018 | 199186 | 17131.3 | 381191 | 82632.3 | 0 | 0 | 50189.8 | 255109 | 318354 | 86921 | 0 | 1902710
2028-03-01 | 6545.36 | 258036 | 302270 | 220528 | 18966.8 | 422033 | 91485.8 | 0 | 0 | 55567.3 | 282442 | 352463 | 96234 | 0 | 2106572
2028-04-01 | 6334.22 | 249713 | 292520 | 213414 | 18355 | 408419 | 88534.6 | 0.56962 | 3.0612 | 53774.8 | 273331 | 341093 | 93129.7 | 0 | 2038622
2028-05-01 | 6545.36 | 258036 | 302270 | 220528 | 18966.8 | 422033 | 91485.8 | 0.28861 | 0 | 55567.3 | 282442 | 352463 | 96234 | 0 | 2106572
2028-06-01 | 6334.22 | 249713 | 292520 | 213414 | 18355 | 408419 | 88534.6 | 0.56962 | 3.0612 | 53774.8 | 273331 | 341093 | 93129.7 | 0 | 2038622
2028-07-01 | 6545.36 | 258036 | 302270 | 220528 | 18966.8 | 422033 | 91485.8 | 0.28861 | 63.1633 | 55567.3 | 282442 | 352463 | 96234 | 0 | 2106635
2028-08-01 | 6545.36 | 258036 | 302270 | 220528 | 18966.8 | 422033 | 91485.8 | 0.28861 | 63.1633 | 55567.3 | 282442 | 352463 | 96234 | 0 | 2106635
2028-09-01 | 6365.63 | 258137 | 299646 | 215944 | 18572.8 | 413261 | 91108.7 | 0.50633 | 93.3673 | 55338.1 | 288701 | 349403 | 94954.4 | 0 | 2091525
2028-10-01 | 6577.82 | 266742 | 309634 | 223142 | 19191.9 | 427036 | 94145.7 | 0.78987 | 26.4796 | 57182.7 | 298325 | 361049 | 98119.5 | 0 | 2161173
2028-11-01 | 6365.63 | 258137 | 299646 | 215944 | 18572.8 | 413261 | 91108.7 | 0 | 0 | 55338.1 | 288701 | 349403 | 94954.4 | 0 | 2091431
2028-12-01 | 6577.82 | 266742 | 309634 | 223142 | 19191.9 | 427036 | 94145.7 | 0 | 26.4796 | 57182.7 | 298325 | 361049 | 98119.5 | 0 | 2161172
2029-01-01 | 6577.82 | 266742 | 309634 | 223142 | 19191.9 | 427036 | 94145.7 | 0 | 0 | 57182.7 | 298325 | 361049 | 98119.5 | 0 | 2161145
2029-02-01 | 5941.25 | 240928 | 279669 | 201547 | 17334.6 | 385710 | 85034.8 | 0 | 0 | 51648.9 | 269455 | 326109 | 88624.1 | 0 | 1952002
2029-03-01 | 6577.82 | 266742 | 309634 | 223142 | 19191.9 | 427036 | 94145.7 | 0 | 0 | 57182.7 | 298325 | 361049 | 98119.5 | 0 | 2161145
2029-04-01 | 6365.63 | 258137 | 299646 | 215944 | 18572.8 | 413261 | 91108.7 | 0 | 0 | 55338.1 | 288701 | 349403 | 94954.4 | 0 | 2091431
2029-05-01 | 6577.82 | 266742 | 309634 | 223142 | 19191.9 | 427036 | 94145.7 | 0.78987 | 26.4796 | 57182.7 | 298325 | 361049 | 98119.5 | 0 | 2161173
2029-06-01 | 6365.63 | 258137 | 299646 | 215944 | 18572.8 | 413261 | 91108.7 | 0.50633 | 93.3673 | 55338.1 | 288701 | 349403 | 94954.4 | 0 | 2091525
2029-07-01 | 6577.82 | 266742 | 309634 | 223142 | 19191.9 | 427036 | 94145.7 | 0.78987 | 26.4796 | 57182.7 | 298325 | 361049 | 98119.5 | 0 | 2161173
2029-08-01 | 6577.82 | 266742 | 309634 | 223142 | 19191.9 | 427036 | 94145.7 | 0.78987 | 26.4796 | 57182.7 | 298325 | 361049 | 98119.5 | 0 | 2161173
2029-09-01 | 6397.04 | 266562 | 306772 | 218474 | 18790.6 | 418102 | 93682.8 | 0.44304 | 83.6735 | 56901.5 | 304071 | 357712 | 96779 | 0 | 2144328
2029-10-01 | 6610.27 | 275447 | 316998 | 225756 | 19417 | 432039 | 96805.5 | 0.29114 | 0 | 58798.2 | 314207 | 369636 | 100005 | 0 | 2215719
2029-11-01 | 6397.04 | 266562 | 306772 | 218474 | 18790.6 | 418102 | 93682.8 | 0.44304 | 0 | 56901.5 | 304071 | 357712 | 96779 | 0 | 2144244
2029-12-01 | 6610.27 | 275447 | 316998 | 225756 | 19417 | 432039 | 96805.5 | 0 | 0 | 58798.2 | 314207 | 369636 | 100005 | 0 | 2215719
2030-01-01 | 6610.27 | 275447 | 316998 | 225756 | 19417 | 432039 | 96805.5 | 0.29114 | 89.7959 | 58798.2 | 314207 | 369636 | 100005 | 0 | 2215809
2030-02-01 | 5970.57 | 248791 | 286320 | 203909 | 17537.9 | 390229 | 87437.2 | 0 | 0 | 53108.1 | 283800 | 333865 | 90327.1 | 0 | 2001294
2030-03-01 | 6610.27 | 275447 | 316998 | 225756 | 19417 | 432039 | 96805.5 | 0 | 0 | 58798.2 | 314207 | 369636 | 100005 | 0 | 2215719
2030-04-01 | 6397.04 | 266562 | 306772 | 218474 | 18790.6 | 418102 | 93682.8 | 0 | 0 | 56901.5 | 304071 | 357712 | 96779 | 0 | 2144244
2030-05-01 | 6610.27 | 275447 | 316998 | 225756 | 19417 | 432039 | 96805.5 | 0.29114 | 0 | 58798.2 | 314207 | 369636 | 100005 | 0 | 2215719
2030-06-01 | 6397.04 | 266562 | 306772 | 218474 | 18790.6 | 418102 | 93682.8 | 0.44304 | 83.6735 | 56901.5 | 304071 | 357712 | 96779 | 0 | 2144328
2030-07-01 | 6610.27 | 275447 | 316998 | 225756 | 19417 | 432039 | 96805.5 | 0.29114 | 0 | 58798.2 | 314207 | 369636 | 100005 | 0 | 2215719
2030-08-01 | 6610.27 | 275447 | 316998 | 225756 | 19417 | 432039 | 96805.5 | 0.29114 | 89.7959 | 58798.2 | 314207 | 369636 | 100005 | 0 | 2215809
2030-09-01 | 6429.33 | 275054 | 313158 | 220702 | 18982.5 | 422368 | 95633 | 0.3038 | 78.0612 | 58086.1 | 317247 | 363241 | 98275.3 | 0 | 2189255
2030-10-01 | 6643.64 | 284222 | 323596 | 228059 | 19615.2 | 436446 | 98820.8 | 0.11392 | 90.6633 | 60022.3 | 327822 | 375350 | 101551 | 0 | 2262240
2030-11-01 | 6429.33 | 275054 | 313158 | 220702 | 18982.5 | 422368 | 95633 | 0.3038 | 78.0612 | 58086.1 | 317247 | 363241 | 98275.3 | 0 | 2189255
2030-12-01 | 6643.64 | 284222 | 323596 | 228059 | 19615.2 | 436446 | 98820.8 | 0.11392 | 0 | 60022.3 | 327822 | 375350 | 101551 | 0 | 2262149
2031-01-01 | 6643.64 | 284222 | 323596 | 228059 | 19615.2 | 436446 | 98820.8 | 0.11392 | 90.6633 | 60022.3 | 327822 | 375350 | 101551 | 0 | 2262240
2031-02-01 | 6000.71 | 256717 | 292281 | 205989 | 17717 | 394210 | 89257.5 | 0 | 0 | 54213.7 | 296097 | 339025 | 91723.6 | 0 | 2043231
2031-03-01 | 6643.64 | 284222 | 323596 | 228059 | 19615.2 | 436446 | 98820.8 | 0 | 0 | 60022.3 | 327822 | 375350 | 101551 | 0 | 2262149
2031-04-01 | 6429.33 | 275054 | 313158 | 220702 | 18982.5 | 422368 | 95633 | 0.3038 | 78.0612 | 58086.1 | 317247 | 363241 | 98275.3 | 0 | 2189255
2031-05-01 | 6643.64 | 284222 | 323596 | 228059 | 19615.2 | 436446 | 98820.8 | 0.11392 | 90.6633 | 60022.3 | 327822 | 375350 | 101551 | 0 | 2262240
2031-06-01 | 6429.33 | 275054 | 313158 | 220702 | 18982.5 | 422368 | 95633 | 0.3038 | 78.0612 | 58086.1 | 317247 | 363241 | 98275.3 | 0 | 2189255
2031-07-01 | 6643.64 | 284222 | 323596 | 228059 | 19615.2 | 436446 | 98820.8 | 0.11392 | 90.6633 | 60022.3 | 327822 | 375350 | 101551 | 0 | 2262240
2031-08-01 | 6643.64 | 284222 | 323596 | 228059 | 19615.2 | 436446 | 98820.8 | 0.11392 | 90.6633 | 60022.3 | 327822 | 375350 | 101551 | 0 | 2262240
2031-09-01 | 6461.63 | 283546 | 319544 | 222931 | 19174.3 | 426633 | 97583.3 | 0 | 72.449 | 59270.7 | 330423 | 368771 | 99771.5 | 0 | 2234181
2031-10-01 | 6677.02 | 292997 | 330195 | 230362 | 19813.5 | 440854 | 100836 | 0 | 91.5306 | 61246.4 | 341437 | 381063 | 103097 | 0 | 2308671
2031-11-01 | 6461.63 | 283546 | 319544 | 222931 | 19174.3 | 426633 | 97583.3 | 0.16456 | 72.449 | 59270.7 | 330423 | 368771 | 99771.5 | 0 | 2234181
2031-12-01 | 6677.02 | 292997 | 330195 | 230362 | 19813.5 | 440854 | 100836 | 0 | 91.5306 | 61246.4 | 341437 | 381063 | 103097 | 0 | 2308671
2032-01-01 | 6677.02 | 292997 | 330195 | 230362 | 19813.5 | 440854 | 100836 | 0.93671 | 2094492 | 61246.4 | 341437 | 381063 | 103097 | 0 | 4403072
2032-02-01 | 6030.85 | 264643 | 298241 | 208069 | 17896 | 398191 | 91077.8 | 0 | 2332134 | 55319.3 | 308395 | 344186 | 93120.1 | 0 | 4417303
2032-03-01 | 6677.02 | 292997 | 330195 | 230362 | 19813.5 | 440854 | 100836 | 0.93671 | 3601092 | 61246.4 | 341437 | 381063 | 103097 | 0 | 5909672
2032-04-01 | 6461.63 | 283546 | 319544 | 222931 | 19174.3 | 426633 | 97583.3 | 0.16456 | 3935087 | 59270.7 | 330423 | 368771 | 99771.5 | 0 | 6169197
2032-05-01 | 6677.02 | 292997 | 330195 | 230362 | 19813.5 | 440854 | 100836 | 0.93671 | 4265862 | 61246.4 | 341437 | 381063 | 103097 | 0 | 6574442
2032-06-01 | 6461.63 | 283546 | 319544 | 222931 | 19174.3 | 426633 | 97583.3 | 0.16456 | 4063576 | 59270.7 | 330423 | 368771 | 99771.5 | 0 | 6297685
2032-07-01 | 6677.02 | 292997 | 330195 | 230362 | 19813.5 | 440854 | 100836 | 1693.94 | 4277371 | 61246.4 | 341437 | 381063 | 103097 | 0 | 6587645
2032-08-01 | 6677.02 | 292997 | 330195 | 230362 | 19813.5 | 440854 | 100836 | 26172.9 | 4281852 | 61246.4 | 341437 | 381063 | 103097 | 0 | 6616604
2032-09-01 | 6493.93 | 292037 | 325930 | 225160 | 19366.2 | 430898 | 99533.6 | 0.025316 | 4216076 | 60455.3 | 343599 | 374300 | 101268 | 0 | 6495118
2032-10-01 | 6710.39 | 301772 | 336794 | 232665 | 20011.7 | 445261 | 102851 | 41910.1 | 4270332 | 62470.5 | 355052 | 386777 | 104643 | 0 | 6667252
2032-11-01 | 6493.93 | 292037 | 325930 | 225160 | 19366.2 | 430898 | 99533.6 | 42310.1 | 4122257 | 60455.3 | 343599 | 374300 | 101268 | 0 | 6443608
2032-12-01 | 6710.39 | 301772 | 336794 | 232665 | 20011.7 | 445261 | 102851 | 26336.8 | 92.398 | 62470.5 | 355052 | 386777 | 104643 | 0 | 2381439
2033-01-01 | 6710.39 | 301772 | 336794 | 232665 | 20011.7 | 445261 | 102851 | 9160.76 | 0 | 62470.5 | 355052 | 386777 | 104643 | 0 | 2364170
2033-02-01 | 6061 | 272568 | 304201 | 210149 | 18075.1 | 402172 | 92898 | 0.55696 | 0 | 56425 | 320692 | 349347 | 94516.5 | 0 | 2127106
2033-03-01 | 6710.39 | 301772 | 336794 | 232665 | 20011.7 | 445261 | 102851 | 25575.8 | 0 | 62470.5 | 355052 | 386777 | 104643 | 0 | 2380585
2033-04-01 | 6493.93 | 292037 | 325930 | 225160 | 19366.2 | 430898 | 99533.6 | 42493.9 | 3142767 | 60455.3 | 343599 | 374300 | 101268 | 0 | 5464302
2033-05-01 | 6710.39 | 301772 | 336794 | 232665 | 20011.7 | 445261 | 102851 | 43805.2 | 4716272 | 62470.5 | 355052 | 386777 | 104643 | 0 | 7115087
2033-06-01 | 6493.93 | 292037 | 325930 | 225160 | 19366.2 | 430898 | 99533.6 | 42489.5 | 4582617 | 60455.3 | 343599 | 374300 | 101268 | 0 | 6904148
2033-07-01 | 6710.39 | 301772 | 336794 | 232665 | 20011.7 | 445261 | 102851 | 43860.7 | 4580722 | 62470.5 | 355052 | 386777 | 104643 | 0 | 6979593
2033-08-01 | 6710.39 | 301772 | 336794 | 232665 | 20011.7 | 445261 | 102851 | 43865.6 | 4366272 | 62470.5 | 355052 | 386777 | 104643 | 0 | 6765147
2033-09-01 | 6526.22 | 300529 | 332316 | 227389 | 19558 | 435163 | 101484 | 40663.9 | 4264330 | 61639.9 | 356775 | 379829 | 102764 | 0 | 6628968
2033-10-01 | 6743.76 | 310547 | 343393 | 234968 | 20210 | 449669 | 104867 | 0.58228 | 0 | 63694.6 | 368667 | 392490 | 106189 | 0 | 2401440
2033-11-01 | 6526.22 | 300529 | 332316 | 227389 | 19558 | 435163 | 101484 | 0.88608 | 0 | 61639.9 | 356775 | 379829 | 102764 | 0 | 2323975
2033-12-01 | 6743.76 | 310547 | 343393 | 234968 | 20210 | 449669 | 104867 | 0.58228 | 0 | 63694.6 | 368667 | 392490 | 106189 | 0 | 2401440
2034-01-01 | 6743.76 | 310547 | 343393 | 234968 | 20210 | 449669 | 104867 | 0.58228 | 0 | 63694.6 | 368667 | 392490 | 106189 | 0 | 2401440
2034-02-01 | 6091.14 | 280494 | 310162 | 212229 | 18254.2 | 406153 | 94718.3 | 0 | 0 | 57530.6 | 332990 | 354507 | 95913 | 0 | 2169042
2034-03-01 | 6743.76 | 310547 | 343393 | 234968 | 20210 | 449669 | 104867 | 0 | 0 | 63694.6 | 368667 | 392490 | 106189 | 0 | 2401440
2034-04-01 | 6526.22 | 300529 | 332316 | 227389 | 19558 | 435163 | 101484 | 0.88608 | 0 | 61639.9 | 356775 | 379829 | 102764 | 0 | 2323975
2034-05-01 | 6743.76 | 310547 | 343393 | 234968 | 20210 | 449669 | 104867 | 0.58228 | 0 | 63694.6 | 368667 | 392490 | 106189 | 0 | 2401440
2034-06-01 | 6526.22 | 300529 | 332316 | 227389 | 19558 | 435163 | 101484 | 0.88608 | 0 | 61639.9 | 356775 | 379829 | 102764 | 0 | 2323975
2034-07-01 | 6743.76 | 310547 | 343393 | 234968 | 20210 | 449669 | 104867 | 0.58228 | 0 | 63694.6 | 368667 | 392490 | 106189 | 0 | 2401440
2034-08-01 | 6743.76 | 310547 | 343393 | 234968 | 20210 | 449669 | 104867 | 0.58228 | 0 | 63694.6 | 368667 | 392490 | 106189 | 0 | 2401440
2034-09-01 | 6558.52 | 309021 | 338702 | 229617 | 19749.9 | 439429 | 103434 | 0.74684 | 0 | 62824.5 | 369951 | 385359 | 104260 | 0 | 2368907
2034-10-01 | 6777.14 | 319322 | 349992 | 237271 | 20408.2 | 454076 | 106882 | 0.40506 | 0 | 64918.7 | 382282 | 398204 | 107736 | 0 | 2447870
2034-11-01 | 6558.52 | 309021 | 338702 | 229617 | 19749.9 | 439429 | 103434 | 0.74684 | 4042856 | 62824.5 | 369951 | 385359 | 104260 | 0 | 6411763
2034-12-01 | 6777.14 | 319322 | 349992 | 237271 | 20408.2 | 454076 | 106882 | 27489.4 | 4193477 | 64918.7 | 382282 | 398204 | 107736 | 0 | 6668836
2035-01-01 | 6777.14 | 319322 | 349992 | 237271 | 20408.2 | 454076 | 106882 | 45258.4 | 4577635 | 64918.7 | 382282 | 398204 | 107736 | 0 | 7070763
2035-02-01 | 6121.28 | 288420 | 316122 | 214310 | 18433.2 | 410134 | 96538.5 | 20153.4 | 2007979 | 58636.2 | 345287 | 359668 | 97309.5 | 0 | 4239112
2035-03-01 | 6777.14 | 319322 | 349992 | 237271 | 20408.2 | 454076 | 106882 | 0 | 0 | 64918.7 | 382282 | 398204 | 107736 | 0 | 2447870
2035-04-01 | 6558.52 | 309021 | 338702 | 229617 | 19749.9 | 439429 | 103434 | 0 | 300156 | 62824.5 | 369951 | 385359 | 104260 | 0 | 2669062
2035-05-01 | 6777.14 | 319322 | 349992 | 237271 | 20408.2 | 454076 | 106882 | 0.40506 | 4548994 | 64918.7 | 382282 | 398204 | 107736 | 0 | 6996864
2035-06-01 | 6558.52 | 309021 | 338702 | 229617 | 19749.9 | 439429 | 103434 | 0.74684 | 4402836 | 62824.5 | 369951 | 385359 | 104260 | 0 | 6771743
2035-07-01 | 6777.14 | 319322 | 349992 | 237271 | 20408.2 | 454076 | 106882 | 0.40506 | 4560634 | 64918.7 | 382282 | 398204 | 107736 | 0 | 7008504
2035-08-01 | 6777.14 | 319322 | 349992 | 237271 | 20408.2 | 454076 | 106882 | 0.40506 | 4562584 | 64918.7 | 382282 | 398204 | 107736 | 0 | 7010454
2035-09-01 | 6591.7 | 315454 | 345753 | 231960 | 19951.3 | 443912 | 105587 | 0.91139 | 4475286 | 64132.3 | 385981 | 391315 | 105872 | 0 | 6891794
2035-10-01 | 6811.43 | 325969 | 357278 | 239692 | 20616.3 | 458709 | 109107 | 0.14177 | 4613085 | 66270.1 | 398847 | 404359 | 109401 | 0 | 7110143
2035-11-01 | 6591.7 | 315454 | 345753 | 231960 | 19951.3 | 443912 | 105587 | 0.91139 | 0 | 64132.3 | 385981 | 391315 | 105872 | 0 | 2416509
2035-12-01 | 6811.43 | 325969 | 357278 | 239692 | 20616.3 | 458709 | 109107 | 0 | 0 | 66270.1 | 398847 | 404359 | 109401 | 0 | 2497058
2036-01-01 | 6811.43 | 325969 | 357278 | 239692 | 20616.3 | 458709 | 109107 | 0 | 0 | 66270.1 | 398847 | 404359 | 109401 | 0 | 2497058
2036-02-01 | 6152.26 | 294423 | 322702 | 216496 | 18621.2 | 414318 | 98548.1 | 0 | 0 | 59856.8 | 360249 | 365227 | 98813.5 | 0 | 2255407
2036-03-01 | 6811.43 | 325969 | 357278 | 239692 | 20616.3 | 458709 | 109107 | 0 | 0 | 66270.1 | 398847 | 404359 | 109401 | 0 | 2497058
2036-04-01 | 6591.7 | 315454 | 345753 | 231960 | 19951.3 | 443912 | 105587 | 0.91139 | 75.5102 | 64132.3 | 385981 | 391315 | 105872 | 0 | 2416584
2036-05-01 | 6811.43 | 325969 | 357278 | 239692 | 20616.3 | 458709 | 109107 | 0.14177 | 0 | 66270.1 | 398847 | 404359 | 109401 | 0 | 2497058
2036-06-01 | 6591.7 | 315454 | 345753 | 231960 | 19951.3 | 443912 | 105587 | 0 | 0 | 64132.3 | 385981 | 391315 | 105872 | 0 | 2416508
2036-07-01 | 6811.43 | 325969 | 357278 | 239692 | 20616.3 | 458709 | 109107 | 0.14177 | 44.6939 | 66270.1 | 398847 | 404359 | 109401 | 0 | 2497103
2036-08-01 | 6811.43 | 325969 | 357278 | 239692 | 20616.3 | 458709 | 109107 | 0.14177 | 44.6939 | 66270.1 | 398847 | 404359 | 109401 | 0 | 2497103
2036-09-01 | 6624.89 | 321886 | 352803 | 234302 | 20152.7 | 448395 | 107740 | 0.075949 | 95.4082 | 65440.1 | 402011 | 397272 | 107483 | 0 | 2464205
2036-10-01 | 6845.72 | 332615 | 364563 | 242113 | 20824.5 | 463341 | 111332 | 0.87848 | 95.2551 | 67621.5 | 415411 | 410514 | 111066 | 0 | 2546343
2036-11-01 | 6624.89 | 321886 | 352803 | 234302 | 20152.7 | 448395 | 107740 | 0.075949 | 0 | 65440.1 | 402011 | 397272 | 107483 | 0 | 2464110
2036-12-01 | 6845.72 | 332615 | 364563 | 242113 | 20824.5 | 463341 | 111332 | 0 | 0 | 67621.5 | 415411 | 410514 | 111066 | 0 | 2546246
2037-01-01 | 6845.72 | 332615 | 364563 | 242113 | 20824.5 | 463341 | 111332 | 0 | 0 | 67621.5 | 415411 | 410514 | 111066 | 0 | 2546246
2037-02-01 | 6183.23 | 300427 | 329283 | 218682 | 18809.2 | 418502 | 100558 | 0 | 0 | 61077.4 | 375210 | 370787 | 100317 | 0 | 2299835
2037-03-01 | 6845.72 | 332615 | 364563 | 242113 | 20824.5 | 463341 | 111332 | 0 | 0 | 67621.5 | 415411 | 410514 | 111066 | 0 | 2546246
2037-04-01 | 6624.89 | 321886 | 352803 | 234302 | 20152.7 | 448395 | 107740 | 0 | 0 | 65440.1 | 402011 | 397272 | 107483 | 0 | 2464109
2037-05-01 | 6845.72 | 332615 | 364563 | 242113 | 20824.5 | 463341 | 111332 | 0.87848 | 0 | 67621.5 | 415411 | 410514 | 111066 | 0 | 2546247
2037-06-01 | 6624.89 | 321886 | 352803 | 234302 | 20152.7 | 448395 | 107740 | 0.075949 | 95.4082 | 65440.1 | 402011 | 397272 | 107483 | 0 | 2464205
2037-07-01 | 6845.72 | 332615 | 364563 | 242113 | 20824.5 | 463341 | 111332 | 0.87848 | 95.2551 | 67621.5 | 415411 | 410514 | 111066 | 0 | 2546343
2037-08-01 | 6845.72 | 332615 | 364563 | 242113 | 20824.5 | 463341 | 111332 | 0.87848 | 95.2551 | 67621.5 | 415411 | 410514 | 111066 | 0 | 2546343
2037-09-01 | 6658.07 | 328318 | 359854 | 236645 | 20354.1 | 452877 | 109893 | 0.24051 | 15.3061 | 66747.9 | 418041 | 403228 | 109094 | 0 | 2511727
2037-10-01 | 6880.01 | 339262 | 371849 | 244533 | 21032.6 | 467973 | 113556 | 0.61519 | 45.8163 | 68972.8 | 431976 | 416669 | 112731 | 0 | 2595481
2037-11-01 | 6658.07 | 328318 | 359854 | 236645 | 20354.1 | 452877 | 109893 | 0.24051 | 15.3061 | 66747.9 | 418041 | 403228 | 109094 | 0 | 2511727
2037-12-01 | 6880.01 | 339262 | 371849 | 244533 | 21032.6 | 467973 | 113556 | 0 | 0 | 68972.8 | 431976 | 416669 | 112731 | 0 | 2595435
2038-01-01 | 6880.01 | 339262 | 371849 | 244533 | 21032.6 | 467973 | 113556 | 0 | 0 | 68972.8 | 431976 | 416669 | 112731 | 0 | 2595435
2038-02-01 | 6214.2 | 306430 | 335863 | 220869 | 18997.2 | 422686 | 102567 | 0 | 0 | 62298.1 | 390171 | 376346 | 101822 | 0 | 2344264
2038-03-01 | 6880.01 | 339262 | 371849 | 244533 | 21032.6 | 467973 | 113556 | 0 | 0 | 68972.8 | 431976 | 416669 | 112731 | 0 | 2595435
2038-04-01 | 6658.07 | 328318 | 359854 | 236645 | 20354.1 | 452877 | 109893 | 0 | 0 | 66747.9 | 418041 | 403228 | 109094 | 0 | 2511711
2038-05-01 | 6880.01 | 339262 | 371849 | 244533 | 21032.6 | 467973 | 113556 | 0.61519 | 45.8163 | 68972.8 | 431976 | 416669 | 112731 | 0 | 2595481
2038-06-01 | 6658.07 | 328318 | 359854 | 236645 | 20354.1 | 452877 | 109893 | 0.24051 | 15.3061 | 66747.9 | 418041 | 403228 | 109094 | 0 | 2511727
2038-07-01 | 6880.01 | 339262 | 371849 | 244533 | 21032.6 | 467973 | 113556 | 0.61519 | 45.8163 | 68972.8 | 431976 | 416669 | 112731 | 0 | 2595481
2038-08-01 | 6880.01 | 339262 | 371849 | 244533 | 21032.6 | 467973 | 113556 | 45672 | 45.8163 | 68972.8 | 431976 | 416669 | 112731 | 0 | 2641153
2038-09-01 | 6691.26 | 334751 | 366904 | 238987 | 20555.5 | 457360 | 112046 | 9604.41 | 35.2041 | 68055.7 | 434071 | 409184 | 110706 | 0 | 2568952
2038-10-01 | 6914.3 | 345909 | 379134 | 246954 | 21240.7 | 472606 | 115781 | 47995.5 | 219696 | 70324.2 | 448540 | 422824 | 114396 | 0 | 2912315
2038-11-01 | 6691.26 | 334751 | 366904 | 238987 | 20555.5 | 457360 | 112046 | 46324 | 3849775 | 68055.7 | 434071 | 409184 | 110706 | 0 | 6455411
2038-12-01 | 6914.3 | 345909 | 379134 | 246954 | 21240.7 | 472606 | 115781 | 0.3519 | 0 | 70324.2 | 448540 | 422824 | 114396 | 0 | 2644623
2039-01-01 | 6914.3 | 345909 | 379134 | 246954 | 21240.7 | 472606 | 115781 | 0 | 0 | 70324.2 | 448540 | 422824 | 114396 | 0 | 2644623
2039-02-01 | 6245.18 | 312434 | 342444 | 223055 | 19185.2 | 426870 | 104577 | 0 | 0 | 63518.7 | 405133 | 381905 | 103326 | 0 | 2388692
2039-03-01 | 6914.3 | 345909 | 379134 | 246954 | 21240.7 | 472606 | 115781 | 0 | 0 | 70324.2 | 448540 | 422824 | 114396 | 0 | 2644623
2039-04-01 | 6691.26 | 334751 | 366904 | 238987 | 20555.5 | 457360 | 112046 | 0.40506 | 0 | 68055.7 | 434071 | 409184 | 110706 | 0 | 2559313
2039-05-01 | 6914.3 | 345909 | 379134 | 246954 | 21240.7 | 472606 | 115781 | 0.3519 | 96.3776 | 70324.2 | 448540 | 422824 | 114396 | 0 | 2644720
2039-06-01 | 6691.26 | 334751 | 366904 | 238987 | 20555.5 | 457360 | 112046 | 0.40506 | 0 | 68055.7 | 434071 | 409184 | 110706 | 0 | 2559313
2039-07-01 | 6914.3 | 345909 | 379134 | 246954 | 21240.7 | 472606 | 115781 | 0.3519 | 96.3776 | 70324.2 | 448540 | 422824 | 114396 | 0 | 2644720
2039-08-01 | 6914.3 | 345909 | 379134 | 246954 | 21240.7 | 472606 | 115781 | 0.3519 | 0 | 70324.2 | 448540 | 422824 | 114396 | 0 | 2644623
2039-09-01 | 6724.44 | 341183 | 373955 | 241330 | 20757 | 461843 | 114199 | 0.56962 | 0 | 69363.5 | 450101 | 415141 | 112317 | 0 | 2606915
2039-10-01 | 6948.59 | 352556 | 386420 | 249374 | 21448.9 | 477238 | 118006 | 0 | 0 | 71675.6 | 465104 | 428979 | 116061 | 0 | 2693811
2039-11-01 | 6724.44 | 341183 | 373955 | 241330 | 20757 | 461843 | 114199 | 0 | 0 | 69363.5 | 450101 | 415141 | 112317 | 0 | 2606914
2039-12-01 | 6948.59 | 352556 | 386420 | 249374 | 21448.9 | 477238 | 118006 | 0 | 0 | 71675.6 | 465104 | 428979 | 116061 | 0 | 2693811
2040-01-01 | 6948.59 | 352556 | 386420 | 249374 | 21448.9 | 477238 | 118006 | 0.088608 | 0 | 71675.6 | 465104 | 428979 | 116061 | 0 | 2693811
2040-02-01 | 6276.15 | 318437 | 349024 | 225241 | 19373.2 | 431054 | 106586 | 0.53165 | 0 | 64739.3 | 420094 | 387465 | 104830 | 0 | 2433120
2040-03-01 | 6948.59 | 352556 | 386420 | 249374 | 21448.9 | 477238 | 118006 | 0 | 0 | 71675.6 | 465104 | 428979 | 116061 | 0 | 2693811
2040-04-01 | 6724.44 | 341183 | 373955 | 241330 | 20757 | 461843 | 114199 | 1447.57 | 0 | 69363.5 | 450101 | 415141 | 112317 | 0 | 2608362
2040-05-01 | 6948.59 | 352556 | 386420 | 249374 | 21448.9 | 477238 | 118006 | 48586.6 | 0 | 71675.6 | 465104 | 428979 | 116061 | 0 | 2742398
2040-06-01 | 6724.44 | 341183 | 373955 | 241330 | 20757 | 461843 | 114199 | 47049.8 | 55.102 | 69363.5 | 450101 | 415141 | 112317 | 0 | 2654019
2040-07-01 | 6948.59 | 352556 | 386420 | 249374 | 21448.9 | 477238 | 118006 | 48752.7 | 46.9388 | 71675.6 | 465104 | 428979 | 116061 | 0 | 2742611
2040-08-01 | 6948.59 | 352556 | 386420 | 249374 | 21448.9 | 477238 | 118006 | 48745.5 | 2462847 | 71675.6 | 465104 | 428979 | 116061 | 0 | 5205404
2040-09-01 | 6758.52 | 346456 | 379735 | 243292 | 20925.6 | 465598 | 115965 | 43534.4 | 4941531 | 70435.5 | 459470 | 419376 | 113463 | 0 | 7626540
2040-10-01 | 6983.8 | 358005 | 392393 | 251401 | 21623.1 | 481118 | 119830 | 49261.6 | 4619944 | 72783.4 | 474786 | 433355 | 117245 | 0 | 7398729
2040-11-01 | 6758.52 | 346456 | 379735 | 243292 | 20925.6 | 465598 | 115965 | 47502.7 | 4706671 | 70435.5 | 459470 | 419376 | 113463 | 0 | 7395648
2040-12-01 | 6983.8 | 358005 | 392393 | 251401 | 21623.1 | 481118 | 119830 | 0.81519 | 0 | 72783.4 | 474786 | 433355 | 117245 | 0 | 2729524
2041-01-01 | 6983.8 | 358005 | 392393 | 251401 | 21623.1 | 481118 | 119830 | 0.81519 | 0 | 72783.4 | 474786 | 433355 | 117245 | 0 | 2729524
2041-02-01 | 6307.95 | 323359 | 354419 | 227072 | 19530.5 | 434558 | 108234 | 0.091139 | 0 | 65739.8 | 428839 | 391417 | 105899 | 0 | 2465376
2041-03-01 | 6983.8 | 358005 | 392393 | 251401 | 21623.1 | 481118 | 119830 | 41003.5 | 5.0501 | 72783.4 | 474786 | 433355 | 117245 | 0 | 2770532
2041-04-01 | 6758.52 | 346456 | 379735 | 243292 | 20925.6 | 465598 | 115965 | 47618.2 | 4.9971 | 70435.5 | 459470 | 419376 | 113463 | 0 | 2689097
2041-05-01 | 6983.8 | 358005 | 392393 | 251401 | 21623.1 | 481118 | 119830 | 49105.8 | 43.8265 | 72783.4 | 474786 | 433355 | 117245 | 0 | 2778673
2041-06-01 | 6758.52 | 346456 | 379735 | 243292 | 20925.6 | 465598 | 115965 | 47659.6 | 0 | 70435.5 | 459470 | 419376 | 113463 | 0 | 2689134
2041-07-01 | 6983.8 | 358005 | 392393 | 251401 | 21623.1 | 481118 | 119830 | 49065.7 | 1639244 | 72783.4 | 474786 | 433355 | 117245 | 0 | 4417833
2041-08-01 | 6983.8 | 358005 | 392393 | 251401 | 21623.1 | 481118 | 119830 | 49226.3 | 5389784 | 72783.4 | 474786 | 433355 | 117245 | 0 | 8168533
2041-09-01 | 6792.59 | 351730 | 385515 | 245254 | 21094.2 | 469352 | 117730 | 0.91139 | 3930053 | 71507.6 | 468840 | 423611 | 114609 | 0 | 6606088
2041-10-01 | 7019.01 | 363454 | 398366 | 253429 | 21797.3 | 484997 | 121654 | 49645.1 | 4868811 | 73891.2 | 484468 | 437731 | 118429 | 0 | 7683691
2041-11-01 | 6792.59 | 351730 | 385515 | 245254 | 21094.2 | 469352 | 117730 | 47904.1 | 4513207 | 71507.6 | 468840 | 423611 | 114609 | 0 | 7237145
2041-12-01 | 7019.01 | 363454 | 398366 | 253429 | 21797.3 | 484997 | 121654 | 0 | 0 | 73891.2 | 484468 | 437731 | 118429 | 0 | 2765235
2042-01-01 | 7019.01 | 363454 | 398366 | 253429 | 21797.3 | 484997 | 121654 | 0 | 0 | 73891.2 | 484468 | 437731 | 118429 | 0 | 2765235
2042-02-01 | 6339.75 | 328281 | 359814 | 228903 | 19687.9 | 438062 | 109881 | 0.65063 | 0 | 66740.4 | 437584 | 395370 | 106968 | 0 | 2497632
2042-03-01 | 7019.01 | 363454 | 398366 | 253429 | 21797.3 | 484997 | 121654 | 0 | 0 | 73891.2 | 484468 | 437731 | 118429 | 0 | 2765235
2042-04-01 | 6792.59 | 351730 | 385515 | 245254 | 21094.2 | 469352 | 117730 | 0 | 0 | 71507.6 | 468840 | 423611 | 114609 | 0 | 2676034
2042-05-01 | 7019.01 | 363454 | 398366 | 253429 | 21797.3 | 484997 | 121654 | 0.54177 | 0 | 73891.2 | 484468 | 437731 | 118429 | 0 | 2765236
2042-06-01 | 6792.59 | 351730 | 385515 | 245254 | 21094.2 | 469352 | 117730 | 0.91139 | 0 | 71507.6 | 468840 | 423611 | 114609 | 0 | 2676035
2042-07-01 | 7019.01 | 363454 | 398366 | 253429 | 21797.3 | 484997 | 121654 | 0.54177 | 0 | 73891.2 | 484468 | 437731 | 118429 | 0 | 2765236
2042-08-01 | 7019.01 | 363454 | 398366 | 253429 | 21797.3 | 484997 | 121654 | 0.54177 | 40.7143 | 73891.2 | 484468 | 437731 | 118429 | 0 | 2765276
2042-09-01 | 6826.67 | 357003 | 391296 | 247215 | 21262.8 | 473107 | 119495 | 0.58228 | 33.1633 | 72579.6 | 478209 | 427846 | 115754 | 0 | 2710628
2042-10-01 | 7054.22 | 368903 | 404339 | 255456 | 21971.5 | 488877 | 123478 | 0.26835 | 0 | 74998.9 | 494150 | 442108 | 119613 | 0 | 2800947
2042-11-01 | 6826.67 | 357003 | 391296 | 247215 | 21262.8 | 473107 | 119495 | 0.58228 | 0 | 72579.6 | 478209 | 427846 | 115754 | 0 | 2710595
2042-12-01 | 7054.22 | 368903 | 404339 | 255456 | 21971.5 | 488877 | 123478 | 0.26835 | 0 | 74998.9 | 494150 | 442108 | 119613 | 0 | 2800947
2043-01-01 | 7054.22 | 368903 | 404339 | 255456 | 21971.5 | 488877 | 123478 | 0 | 0 | 74998.9 | 494150 | 442108 | 119613 | 0 | 2800947
2043-02-01 | 6371.56 | 333203 | 365209 | 230734 | 19845.3 | 441566 | 111529 | 0.21013 | 24.2857 | 67741 | 446329 | 399323 | 108037 | 0 | 2529912
2043-03-01 | 7054.22 | 368903 | 404339 | 255456 | 21971.5 | 488877 | 123478 | 0 | 0 | 74998.9 | 494150 | 442108 | 119613 | 0 | 2800947
2043-04-01 | 6826.67 | 357003 | 391296 | 247215 | 21262.8 | 473107 | 119495 | 0 | 0 | 72579.6 | 478209 | 427846 | 115754 | 0 | 2710594
2043-05-01 | 7054.22 | 347580 | 382100 | 255456 | 21971.5 | 488877 | 123478 | 0.26835 | 0 | 74998.9 | 494150 | 442108 | 119613 | 0 | 2757386
2043-06-01 | 6826.67 | 280676 | 308732 | 247215 | 21262.8 | 473107 | 119495 | 0.58228 | 0 | 72579.6 | 478209 | 427846 | 115754 | 0 | 2551704
2043-07-01 | 7054.22 | 250264 | 275921 | 255456 | 21971.5 | 488877 | 123478 | 0.26835 | 0 | 74998.9 | 494150 | 442108 | 119613 | 0 | 2553890
2043-08-01 | 7054.22 | 303718 | 333499 | 255456 | 21971.5 | 488877 | 123478 | 0.26835 | 0 | 74998.9 | 494150 | 442108 | 119613 | 0 | 2664922
2043-09-01 | 6860.74 | 362276 | 397076 | 249177 | 21431.4 | 476861 | 121260 | 0.25316 | 0 | 73651.7 | 487579 | 432081 | 116900 | 0 | 2745154
2043-10-01 | 7089.43 | 374352 | 410312 | 257483 | 22145.8 | 492756 | 125302 | 0.99494 | 0 | 76106.7 | 503831 | 446484 | 120797 | 0 | 2836660
2043-11-01 | 6860.74 | 362276 | 397076 | 249177 | 21431.4 | 476861 | 121260 | 0 | 0 | 73651.7 | 487579 | 432081 | 116900 | 0 | 2745154
2043-12-01 | 7089.43 | 374352 | 410312 | 257483 | 22145.8 | 492756 | 125302 | 0 | 0 | 76106.7 | 503831 | 446484 | 120797 | 0 | 2836659
2044-01-01 | 7089.43 | 374352 | 410312 | 257483 | 22145.8 | 492756 | 125302 | 0.99494 | 34.4898 | 76106.7 | 503831 | 446484 | 120797 | 0 | 2836695
2044-02-01 | 6403.36 | 338124 | 370604 | 232565 | 20002.6 | 445070 | 113176 | 0.76962 | 0 | 68741.5 | 455073 | 403276 | 109107 | 0 | 2562145
2044-03-01 | 7089.43 | 374352 | 410312 | 257483 | 22145.8 | 492756 | 125302 | 0 | 0 | 76106.7 | 503831 | 446484 | 120797 | 0 | 2836659
2044-04-01 | 6860.74 | 362276 | 397076 | 249177 | 21431.4 | 476861 | 121260 | 0 | 0 | 73651.7 | 487579 | 432081 | 116900 | 0 | 2745154
2044-05-01 | 7089.43 | 374352 | 410312 | 257483 | 22145.8 | 492756 | 125302 | 0.99494 | 0 | 76106.7 | 503831 | 446484 | 120797 | 0 | 2836660
2044-06-01 | 6860.74 | 257687 | 283353 | 249177 | 21431.4 | 476861 | 121260 | 0.25316 | 0 | 73651.7 | 487579 | 432081 | 116900 | 0 | 2526843
2044-07-01 | 7089.43 | 281176 | 309375 | 257483 | 22145.8 | 492756 | 125302 | 33702 | 0 | 76106.7 | 503831 | 446484 | 120797 | 0 | 2676248
2044-08-01 | 7089.43 | 312621 | 343308 | 257483 | 22145.8 | 492756 | 125302 | 50711.7 | 0 | 76106.7 | 503831 | 446484 | 120797 | 0 | 2758636
2044-09-01 | 6894.81 | 367549 | 402856 | 251139 | 21600 | 480616 | 123025 | 46859.3 | 85.2041 | 74723.7 | 496948 | 436316 | 118046 | 0 | 2826659
2044-10-01 | 7124.64 | 379801 | 416285 | 259510 | 22320 | 496636 | 127126 | 0.72152 | 1112431 | 77214.5 | 513513 | 450860 | 121981 | 0 | 3984803
2044-11-01 | 6894.81 | 367549 | 402856 | 251139 | 21600 | 480616 | 123025 | 0.92405 | 0 | 74723.7 | 496948 | 436316 | 118046 | 0 | 2779715
2044-12-01 | 7124.64 | 379801 | 416285 | 259510 | 22320 | 496636 | 127126 | 0.72152 | 0 | 77214.5 | 513513 | 450860 | 121981 | 0 | 2872372
2045-01-01 | 7124.64 | 379801 | 416285 | 259510 | 22320 | 496636 | 127126 | 16257.7 | 0 | 77214.5 | 513513 | 450860 | 121981 | 0 | 2888629
2045-02-01 | 6435.16 | 343046 | 375999 | 234396 | 20160 | 448574 | 114824 | 43202.9 | 0 | 69742.1 | 463818 | 407228 | 110176 | 0 | 2637603
2045-03-01 | 7124.64 | 379801 | 416285 | 259510 | 22320 | 496636 | 127126 | 39376.7 | 0 | 77214.5 | 513513 | 450860 | 121981 | 0 | 2911748
2045-04-01 | 6894.81 | 367549 | 402856 | 251139 | 21600 | 480616 | 123025 | 49524.9 | 0 | 74723.7 | 496948 | 436316 | 118046 | 0 | 2829239
2045-05-01 | 7124.64 | 379801 | 416285 | 259510 | 22320 | 496636 | 127126 | 51192.3 | 31.3776 | 77214.5 | 513513 | 450860 | 121981 | 0 | 2923595
2045-06-01 | 6894.81 | 209447 | 230474 | 251139 | 21600 | 480616 | 123025 | 49516.2 | 5334757 | 74723.7 | 496948 | 436316 | 118046 | 0 | 7833502
2045-07-01 | 7124.64 | 216436 | 230580 | 259510 | 22320 | 496636 | 127126 | 51032.9 | 5543241 | 77214.5 | 513513 | 450860 | 121981 | 0 | 8117575
2045-08-01 | 7124.64 | 227463 | 250229 | 259510 | 22320 | 496636 | 127126 | 51255.6 | 5602721 | 77214.5 | 513513 | 450860 | 121981 | 0 | 8207954
2045-09-01 | 6929.48 | 371300 | 406966 | 253180 | 21775.4 | 484522 | 124281 | 48092.1 | 5488859 | 75486 | 507293 | 440768 | 119250 | 0 | 8348702
2045-10-01 | 7160.46 | 383676 | 420531 | 261620 | 22501.3 | 500673 | 128423 | 51777.6 | 4433372 | 78002.2 | 524202 | 455460 | 123225 | 0 | 7390625
2045-11-01 | 6929.48 | 371300 | 406966 | 253180 | 21775.4 | 484522 | 124281 | 49347.3 | 3140710 | 75486 | 507293 | 440768 | 119250 | 0 | 6001808
2045-12-01 | 7160.46 | 383676 | 420531 | 261620 | 22501.3 | 500673 | 128423 | 0.87595 | 0 | 78002.2 | 524202 | 455460 | 123225 | 0 | 2905476
2046-01-01 | 7160.46 | 383676 | 420531 | 261620 | 22501.3 | 500673 | 128423 | 0 | 0 | 78002.2 | 524202 | 455460 | 123225 | 0 | 2905475
2046-02-01 | 6467.52 | 346546 | 379835 | 236302 | 20323.7 | 452221 | 115995 | 0 | 0 | 70453.6 | 473473 | 411383 | 111300 | 0 | 2624300
2046-03-01 | 7160.46 | 383676 | 420531 | 261620 | 22501.3 | 500673 | 128423 | 0 | 0 | 78002.2 | 524202 | 455460 | 123225 | 0 | 2905475
2046-04-01 | 6929.48 | 371300 | 406966 | 253180 | 21775.4 | 484522 | 124281 | 0 | 0 | 75486 | 507293 | 440768 | 119250 | 0 | 2811750
2046-05-01 | 7160.46 | 344311 | 378226 | 261620 | 22501.3 | 500673 | 128423 | 0.87595 | 0 | 78002.2 | 524202 | 455460 | 123225 | 0 | 2823806
2046-06-01 | 6929.48 | 342858 | 376647 | 253180 | 21775.4 | 484522 | 124281 | 10494.2 | 99.4898 | 75486 | 507293 | 440768 | 119250 | 0 | 2763584
2046-07-01 | 7160.46 | 312351 | 342943 | 261620 | 22501.3 | 500673 | 128423 | 51712.8 | 12.8061 | 78002.2 | 524202 | 455460 | 123225 | 0 | 2808288
2046-08-01 | 7160.46 | 353519 | 388150 | 261620 | 22501.3 | 500673 | 128423 | 51781.5 | 12.8061 | 78002.2 | 524202 | 455460 | 123225 | 0 | 2894732
2046-09-01 | 6964.15 | 375050 | 411076 | 255222 | 21950.9 | 488429 | 125536 | 0.48101 | 957414 | 76248.4 | 517637 | 445220 | 120455 | 0 | 3801201
2046-10-01 | 7196.29 | 387552 | 424778 | 263729 | 22682.6 | 504710 | 129720 | 45990.1 | 3463794 | 78790 | 534892 | 460060 | 124470 | 0 | 6448364
2046-11-01 | 6964.15 | 375050 | 411076 | 255222 | 21950.9 | 488429 | 125536 | 0.48101 | 0 | 76248.4 | 517637 | 445220 | 120455 | 0 | 2843787
2046-12-01 | 7196.29 | 387552 | 424778 | 263729 | 22682.6 | 504710 | 129720 | 0.03038 | 0 | 78790 | 534892 | 460060 | 124470 | 0 | 2938580
2047-01-01 | 7196.29 | 387552 | 424778 | 263729 | 22682.6 | 504710 | 129720 | 0 | 0 | 78790 | 534892 | 460060 | 124470 | 0 | 2938580
2047-02-01 | 6499.87 | 350047 | 383671 | 238207 | 20487.5 | 455867 | 117167 | 0 | 0 | 71165.2 | 483128 | 415538 | 112425 | 0 | 2654201
2047-03-01 | 7196.29 | 343836 | 377585 | 263729 | 22682.6 | 504710 | 129720 | 0 | 0 | 78790 | 534892 | 460060 | 124470 | 0 | 2847671
2047-04-01 | 6964.15 | 375050 | 411076 | 255222 | 21950.9 | 488429 | 125536 | 0.48101 | 0 | 76248.4 | 517637 | 445220 | 120455 | 0 | 2843787
2047-05-01 | 7196.29 | 350540 | 385061 | 263729 | 22682.6 | 504710 | 129720 | 46451.6 | 4633094 | 78790 | 534892 | 460060 | 124470 | 0 | 7541398
2047-06-01 | 6964.15 | 213721 | 224899 | 255222 | 21950.9 | 488429 | 125536 | 50475.9 | 5461144 | 76248.4 | 517637 | 445220 | 120455 | 0 | 8007902
2047-07-01 | 7196.29 | 220853 | 227384 | 263729 | 22682.6 | 504710 | 129720 | 52138.7 | 5672164 | 78790 | 534892 | 460060 | 124470 | 0 | 8298789
2047-08-01 | 7196.29 | 220881 | 240637 | 263729 | 22682.6 | 504710 | 129720 | 52294.9 | 5528976 | 78790 | 534892 | 460060 | 124470 | 0 | 8169039
2047-09-01 | 6998.81 | 378800 | 415185 | 257263 | 22126.3 | 492335 | 126791 | 47111.6 | 5373618 | 77010.8 | 527981 | 449671 | 121659 | 0 | 8296553
2047-10-01 | 7232.11 | 391427 | 429025 | 265838 | 22863.9 | 508746 | 131018 | 50467.5 | 5342626 | 79577.8 | 545581 | 464661 | 125715 | 0 | 8364777
2047-11-01 | 6998.81 | 378800 | 415185 | 257263 | 22126.3 | 492335 | 126791 | 0.75949 | 0 | 77010.8 | 527981 | 449671 | 121659 | 0 | 2875824
2047-12-01 | 7232.11 | 391427 | 429025 | 265838 | 22863.9 | 508746 | 131018 | 0.18481 | 0 | 79577.8 | 545581 | 464661 | 125715 | 0 | 2971684
2048-01-01 | 7232.11 | 391427 | 429025 | 265838 | 22863.9 | 508746 | 131018 | 0.18481 | 559176 | 79577.8 | 545581 | 464661 | 125715 | 0 | 3530860
2048-02-01 | 6532.23 | 353547 | 387506 | 240112 | 20651.2 | 459513 | 118338 | 0 | 4241403 | 71876.7 | 492783 | 419693 | 113549 | 0 | 6925504
2048-03-01 | 7232.11 | 391427 | 429025 | 265838 | 22863.9 | 508746 | 131018 | 7016.18 | 5298846 | 79577.8 | 545581 | 464661 | 125715 | 0 | 8277546
2048-04-01 | 6998.81 | 308419 | 338376 | 257263 | 22126.3 | 492335 | 126791 | 42222 | 5120518 | 77010.8 | 527981 | 449671 | 121659 | 0 | 7891373
2048-05-01 | 7232.11 | 257285 | 282642 | 265838 | 22863.9 | 508746 | 131018 | 52391.4 | 5640576 | 79577.8 | 545581 | 464661 | 125715 | 0 | 8384126
2048-06-01 | 6998.81 | 215858 | 202320 | 257263 | 22126.3 | 492335 | 126791 | 51088.2 | 5547464 | 77010.8 | 527981 | 449671 | 121659 | 0 | 8098568
2048-07-01 | 7232.11 | 223061 | 209836 | 265838 | 22863.9 | 508746 | 131018 | 52598.8 | 5769656 | 79577.8 | 545581 | 464661 | 125715 | 0 | 8406384
2048-08-01 | 7232.11 | 223061 | 197309 | 265838 | 22863.9 | 508746 | 131018 | 52753.4 | 5773373 | 79577.8 | 545581 | 464661 | 125715 | 0 | 8397729
2048-09-01 | 7033.48 | 382551 | 419295 | 259304 | 22301.8 | 496242 | 128046 | 0.037975 | 4848638 | 77773.1 | 538326 | 454123 | 122864 | 0 | 7756498
2048-10-01 | 7267.93 | 395302 | 433272 | 267948 | 23045.2 | 512783 | 132315 | 0.33924 | 57.0918 | 80365.6 | 556270 | 469261 | 126959 | 0 | 3004846
2048-11-01 | 7033.48 | 382551 | 419295 | 259304 | 22301.8 | 496242 | 128046 | 0.037975 | 0 | 77773.1 | 538326 | 454123 | 122864 | 0 | 2907860
2048-12-01 | 7267.93 | 395302 | 433272 | 267948 | 23045.2 | 512783 | 132315 | 0.33924 | 0 | 80365.6 | 556270 | 469261 | 126959 | 0 | 3004789
2049-01-01 | 7267.93 | 395302 | 433272 | 267948 | 23045.2 | 512783 | 132315 | 0.33924 | 0 | 80365.6 | 556270 | 469261 | 126959 | 0 | 3004789
2049-02-01 | 6564.58 | 357047 | 391342 | 242017 | 20815 | 463159 | 119510 | 0.43544 | 0 | 72588.2 | 502437 | 423848 | 114673 | 0 | 2714003
2049-03-01 | 7267.93 | 395302 | 433272 | 267948 | 23045.2 | 512783 | 132315 | 0 | 0 | 80365.6 | 556270 | 469261 | 126959 | 0 | 3004788
2049-04-01 | 7033.48 | 382551 | 419295 | 259304 | 22301.8 | 496242 | 128046 | 0 | 0 | 77773.1 | 538326 | 454123 | 122864 | 0 | 2907860
2049-05-01 | 7267.93 | 367394 | 402683 | 267948 | 23045.2 | 512783 | 132315 | 0.33924 | 0 | 80365.6 | 556270 | 469261 | 126959 | 0 | 2946291
2049-06-01 | 7033.48 | 276852 | 303779 | 259304 | 22301.8 | 496242 | 128046 | 0 | 0 | 77773.1 | 538326 | 454123 | 122864 | 0 | 2686645
2049-07-01 | 7267.93 | 272403 | 298784 | 267948 | 23045.2 | 512783 | 132315 | 0.33924 | 57.0918 | 80365.6 | 556270 | 469261 | 126959 | 0 | 2747459
2049-08-01 | 7267.93 | 317467 | 348394 | 267948 | 23045.2 | 512783 | 132315 | 0.33924 | 57.0918 | 80365.6 | 556270 | 469261 | 126959 | 0 | 2842133
2049-09-01 | 7068.15 | 386301 | 423405 | 261346 | 22477.2 | 500148 | 129302 | 0.31646 | 56.6327 | 78535.5 | 548670 | 458575 | 124068 | 0 | 2939953
2049-10-01 | 7303.75 | 399178 | 437518 | 270057 | 23226.5 | 516820 | 133612 | 0.49367 | 2598039 | 81153.3 | 566959 | 473861 | 128204 | 0 | 5635932
2049-11-01 | 7068.15 | 386301 | 423405 | 261346 | 22477.2 | 500148 | 129302 | 31542.3 | 4492842 | 78535.5 | 548670 | 458575 | 124068 | 0 | 7464280
2049-12-01 | 7303.75 | 399178 | 437518 | 270057 | 23226.5 | 516820 | 133612 | 0 | 0 | 81153.3 | 566959 | 473861 | 128204 | 0 | 3037893
2050-01-01 | 7303.75 | 399178 | 437518 | 270057 | 23226.5 | 516820 | 133612 | 0 | 0 | 81153.3 | 566959 | 473861 | 128204 | 0 | 3037893
2050-02-01 | 6596.94 | 360548 | 395178 | 243923 | 20978.7 | 466805 | 120682 | 0 | 0 | 73299.8 | 512092 | 428003 | 115797 | 0 | 2743903
2050-03-01 | 7303.75 | 399178 | 437518 | 270057 | 23226.5 | 516820 | 133612 | 0 | 0 | 81153.3 | 566959 | 473861 | 128204 | 0 | 3037893
2050-04-01 | 7068.15 | 386301 | 423405 | 261346 | 22477.2 | 500148 | 129302 | 0.31646 | 56.6327 | 78535.5 | 548670 | 458575 | 124068 | 0 | 2939953
2050-05-01 | 7303.75 | 399178 | 437518 | 270057 | 23226.5 | 516820 | 133612 | 0.49367 | 38.5204 | 81153.3 | 566959 | 473861 | 128204 | 0 | 3037932
2050-06-01 | 7068.15 | 287369 | 314971 | 261346 | 22477.2 | 500148 | 129302 | 0.31646 | 56.6327 | 78535.5 | 548670 | 458575 | 124068 | 0 | 2732588
2050-07-01 | 7303.75 | 339461 | 372459 | 270057 | 23226.5 | 516820 | 133612 | 0 | 0 | 81153.3 | 566959 | 473861 | 128204 | 0 | 2913117
2050-08-01 | 7303.75 | 268088 | 293837 | 270057 | 23226.5 | 516820 | 133612 | 0.49367 | 38.5204 | 81153.3 | 566959 | 473861 | 128204 | 0 | 2763161
2050-09-01 | 7068.15 | 386301 | 423405 | 261346 | 22477.2 | 500148 | 129302 | 0.31646 | 56.6327 | 78535.5 | 548670 | 458575 | 124068 | 0 | 2939953
2050-10-01 | 7303.75 | 399178 | 437518 | 270057 | 23226.5 | 516820 | 133612 | 0.49367 | 372439 | 81153.3 | 566959 | 473861 | 128204 | 0 | 3410332
2050-11-01 | 7068.15 | 386301 | 423405 | 261346 | 22477.2 | 500148 | 129302 | 0.31646 | 56.6327 | 78535.5 | 548670 | 458575 | 124068 | 0 | 2939953
2050-12-01 | 7303.75 | 399178 | 437518 | 270057 | 23226.5 | 516820 | 133612 | 0.49367 | 0 | 81153.3 | 566959 | 473861 | 128204 | 0 | 3037893
2051-01-01 | 7303.75 | 399178 | 437518 | 270057 | 23226.5 | 516820 | 133612 | 0.49367 | 38.5204 | 81153.3 | 566959 | 473861 | 128204 | 0 | 3037932
2051-02-01 | 6596.94 | 360548 | 395178 | 243923 | 20978.7 | 466805 | 120682 | 0.96203 | 92.8571 | 73299.8 | 512092 | 428003 | 115797 | 0 | 2743997
2051-03-01 | 7303.75 | 399178 | 437518 | 270057 | 23226.5 | 516820 | 133612 | 0.49367 | 38.5204 | 81153.3 | 566959 | 473861 | 128204 | 0 | 3037932
2051-04-01 | 7068.15 | 386301 | 423405 | 261346 | 22477.2 | 500148 | 129302 | 0.31646 | 0 | 78535.5 | 548670 | 458575 | 124068 | 0 | 2939897
2051-05-01 | 7303.75 | 399178 | 437518 | 270057 | 23226.5 | 516820 | 133612 | 0.49367 | 38.5204 | 81153.3 | 566959 | 473861 | 128204 | 0 | 3037932
2051-06-01 | 7068.15 | 386301 | 423405 | 261346 | 22477.2 | 500148 | 129302 | 0.31646 | 56.6327 | 78535.5 | 548670 | 458575 | 124068 | 0 | 2939953
2051-07-01 | 7303.75 | 399178 | 437518 | 270057 | 23226.5 | 516820 | 133612 | 0.49367 | 38.5204 | 81153.3 | 566959 | 473861 | 128204 | 0 | 3037932
2051-08-01 | 7303.75 | 399178 | 437518 | 270057 | 23226.5 | 516820 | 133612 | 0.49367 | 2292739 | 81153.3 | 566959 | 473861 | 128204 | 0 | 5330632
Sum | 2636400 | 116613597 | 131378987 | 90923521 | 7900827 | 175797475 | 40991126 | 4030733 | 313621805 | 24899818 | 147267787 | 152050138 | 41454386 | 0 | 1249566600

## MAR
Transmission Link Flow
Scenario: Wastewater Reuse No Desal, All months (12)
Cubic Meter
"Transmission Link from Complexe Aoulouz Mokhtar Soussi to Recharge Souss GW"
2018-09-01 | 739726
2018-10-01 | 764384
2018-11-01 | 739726
2018-12-01 | 764384
2019-01-01 | 764384
2019-02-01 | 690411
2019-03-01 | 764384
2019-04-01 | 739726
2019-05-01 | 764384
2019-06-01 | 739726
2019-07-01 | 611.507
2019-08-01 | 0
2019-09-01 | 739726
2019-10-01 | 764384
2019-11-01 | 739726
2019-12-01 | 764384
2020-01-01 | 764384
2020-02-01 | 690411
2020-03-01 | 764384
2020-04-01 | 739726
2020-05-01 | 764384
2020-06-01 | 739726
2020-07-01 | 764384
2020-08-01 | 764384
2020-09-01 | 739726
2020-10-01 | 764384
2020-11-01 | 739726
2020-12-01 | 764384
2021-01-01 | 764384
2021-02-01 | 690411
2021-03-01 | 764384
2021-04-01 | 739726
2021-05-01 | 0
2021-06-01 | 0
2021-07-01 | 0
2021-08-01 | 0
2021-09-01 | 66501.4
2021-10-01 | 0
2021-11-01 | 0
2021-12-01 | 0
2022-01-01 | 764384
2022-02-01 | 690411
2022-03-01 | 764384
2022-04-01 | 739726
2022-05-01 | 764384
2022-06-01 | 739726
2022-07-01 | 764384
2022-08-01 | 764384
2022-09-01 | 739726
2022-10-01 | 764384
2022-11-01 | 739726
2022-12-01 | 764384
2023-01-01 | 764384
2023-02-01 | 690411
2023-03-01 | 0
2023-04-01 | 0
2023-05-01 | 0
2023-06-01 | 0
2023-07-01 | 0
2023-08-01 | 0
2023-09-01 | 5843.84
2023-10-01 | 0
2023-11-01 | 739726
2023-12-01 | 764384
2024-01-01 | 764384
2024-02-01 | 0
2024-03-01 | 0
2024-04-01 | 0
2024-05-01 | 0
2024-06-01 | 0
2024-07-01 | 0
2024-08-01 | 0
2024-09-01 | 29884.9
2024-10-01 | 0
2024-11-01 | 739726
2024-12-01 | 764384
2025-01-01 | 764384
2025-02-01 | 690411
2025-03-01 | 764384
2025-04-01 | 739726
2025-05-01 | 764384
2025-06-01 | 739726
2025-07-01 | 764384
2025-08-01 | 0
2025-09-01 | 0
2025-10-01 | 0
2025-11-01 | 739726
2025-12-01 | 764384
2026-01-01 | 0
2026-02-01 | 690411
2026-03-01 | 0
2026-04-01 | 0
2026-05-01 | 0
2026-06-01 | 739726
2026-07-01 | 764384
2026-08-01 | 8561.1
2026-09-01 | 306468
2026-10-01 | 0
2026-11-01 | 0
2026-12-01 | 0
2027-01-01 | 0
2027-02-01 | 690411
2027-03-01 | 764384
2027-04-01 | 1183.56
2027-05-01 | 0
2027-06-01 | 0
2027-07-01 | 0
2027-08-01 | 0
2027-09-01 | 55775.3
2027-10-01 | 764384
2027-11-01 | 739726
2027-12-01 | 764384
2028-01-01 | 764384
2028-02-01 | 690411
2028-03-01 | 764384
2028-04-01 | 739726
2028-05-01 | 764384
2028-06-01 | 739726
2028-07-01 | 764384
2028-08-01 | 764384
2028-09-01 | 739726
2028-10-01 | 764384
2028-11-01 | 739726
2028-12-01 | 764384
2029-01-01 | 764384
2029-02-01 | 690411
2029-03-01 | 764384
2029-04-01 | 739726
2029-05-01 | 764384
2029-06-01 | 739726
2029-07-01 | 764384
2029-08-01 | 764384
2029-09-01 | 739726
2029-10-01 | 764384
2029-11-01 | 739726
2029-12-01 | 764384
2030-01-01 | 764384
2030-02-01 | 690411
2030-03-01 | 764384
2030-04-01 | 739726
2030-05-01 | 764384
2030-06-01 | 739726
2030-07-01 | 764384
2030-08-01 | 764384
2030-09-01 | 739726
2030-10-01 | 764384
2030-11-01 | 739726
2030-12-01 | 764384
2031-01-01 | 764384
2031-02-01 | 690411
2031-03-01 | 764384
2031-04-01 | 739726
2031-05-01 | 764384
2031-06-01 | 739726
2031-07-01 | 764384
2031-08-01 | 764384
2031-09-01 | 739726
2031-10-01 | 764384
2031-11-01 | 739726
2031-12-01 | 764384
2032-01-01 | 764384
2032-02-01 | 690411
2032-03-01 | 764384
2032-04-01 | 739726
2032-05-01 | 764384
2032-06-01 | 739726
2032-07-01 | 764384
2032-08-01 | 764384
2032-09-01 | 739726
2032-10-01 | 0
2032-11-01 | 0
2032-12-01 | 0
2033-01-01 | 687.945
2033-02-01 | 690411
2033-03-01 | 0
2033-04-01 | 0
2033-05-01 | 0
2033-06-01 | 0
2033-07-01 | 0
2033-08-01 | 0
2033-09-01 | 17901.4
2033-10-01 | 382.192
2033-11-01 | 739726
2033-12-01 | 764384
2034-01-01 | 764384
2034-02-01 | 690411
2034-03-01 | 764384
2034-04-01 | 739726
2034-05-01 | 764384
2034-06-01 | 739726
2034-07-01 | 764384
2034-08-01 | 764384
2034-09-01 | 739726
2034-10-01 | 764384
2034-11-01 | 739726
2034-12-01 | 1987.4
2035-01-01 | 0
2035-02-01 | 0
2035-03-01 | 764384
2035-04-01 | 739726
2035-05-01 | 764384
2035-06-01 | 739726
2035-07-01 | 764384
2035-08-01 | 764384
2035-09-01 | 739726
2035-10-01 | 764384
2035-11-01 | 739726
2035-12-01 | 764384
2036-01-01 | 764384
2036-02-01 | 690411
2036-03-01 | 764384
2036-04-01 | 739726
2036-05-01 | 764384
2036-06-01 | 739726
2036-07-01 | 764384
2036-08-01 | 764384
2036-09-01 | 739726
2036-10-01 | 764384
2036-11-01 | 739726
2036-12-01 | 764384
2037-01-01 | 764384
2037-02-01 | 690411
2037-03-01 | 764384
2037-04-01 | 739726
2037-05-01 | 764384
2037-06-01 | 739726
2037-07-01 | 764384
2037-08-01 | 764384
2037-09-01 | 739726
2037-10-01 | 764384
2037-11-01 | 739726
2037-12-01 | 764384
2038-01-01 | 764384
2038-02-01 | 690411
2038-03-01 | 764384
2038-04-01 | 739726
2038-05-01 | 764384
2038-06-01 | 739726
2038-07-01 | 764384
2038-08-01 | 27670.7
2038-09-01 | 0
2038-10-01 | 0
2038-11-01 | 0
2038-12-01 | 764384
2039-01-01 | 764384
2039-02-01 | 690411
2039-03-01 | 764384
2039-04-01 | 739726
2039-05-01 | 764384
2039-06-01 | 739726
2039-07-01 | 764384
2039-08-01 | 764384
2039-09-01 | 739726
2039-10-01 | 764384
2039-11-01 | 739726
2039-12-01 | 764384
2040-01-01 | 764384
2040-02-01 | 690411
2040-03-01 | 764384
2040-04-01 | 0
2040-05-01 | 0
2040-06-01 | 0
2040-07-01 | 0
2040-08-01 | 0
2040-09-01 | 503310
2040-10-01 | 0
2040-11-01 | 0
2040-12-01 | 764384
2041-01-01 | 764384
2041-02-01 | 690411
2041-03-01 | 0
2041-04-01 | 0
2041-05-01 | 0
2041-06-01 | 0
2041-07-01 | 0
2041-08-01 | 0
2041-09-01 | 189962
2041-10-01 | 0
2041-11-01 | 0
2041-12-01 | 764384
2042-01-01 | 764384
2042-02-01 | 690411
2042-03-01 | 764384
2042-04-01 | 739726
2042-05-01 | 764384
2042-06-01 | 739726
2042-07-01 | 764384
2042-08-01 | 764384
2042-09-01 | 739726
2042-10-01 | 764384
2042-11-01 | 739726
2042-12-01 | 764384
2043-01-01 | 764384
2043-02-01 | 690411
2043-03-01 | 764384
2043-04-01 | 739726
2043-05-01 | 764384
2043-06-01 | 739726
2043-07-01 | 764384
2043-08-01 | 764384
2043-09-01 | 739726
2043-10-01 | 764384
2043-11-01 | 739726
2043-12-01 | 764384
2044-01-01 | 764384
2044-02-01 | 690411
2044-03-01 | 764384
2044-04-01 | 739726
2044-05-01 | 764384
2044-06-01 | 739726
2044-07-01 | 0
2044-08-01 | 0
2044-09-01 | 61471.2
2044-10-01 | 305.753
2044-11-01 | 739726
2044-12-01 | 764384
2045-01-01 | 0
2045-02-01 | 0
2045-03-01 | 0
2045-04-01 | 0
2045-05-01 | 0
2045-06-01 | 0
2045-07-01 | 0
2045-08-01 | 76.4384
2045-09-01 | 29367.1
2045-10-01 | 0
2045-11-01 | 0
2045-12-01 | 764384
2046-01-01 | 764384
2046-02-01 | 690411
2046-03-01 | 764384
2046-04-01 | 739726
2046-05-01 | 764384
2046-06-01 | 0
2046-07-01 | 0
2046-08-01 | 0
2046-09-01 | 14424.7
2046-10-01 | 0
2046-11-01 | 739726
2046-12-01 | 764384
2047-01-01 | 764384
2047-02-01 | 690411
2047-03-01 | 764384
2047-04-01 | 0
2047-05-01 | 0
2047-06-01 | 0
2047-07-01 | 0
2047-08-01 | 152.877
2047-09-01 | 593260
2047-10-01 | 0
2047-11-01 | 739726
2047-12-01 | 764384
2048-01-01 | 764384
2048-02-01 | 690411
2048-03-01 | 0
2048-04-01 | 0
2048-05-01 | 0
2048-06-01 | 0
2048-07-01 | 0
2048-08-01 | 0
2048-09-01 | 739726
2048-10-01 | 764384
2048-11-01 | 739726
2048-12-01 | 764384
2049-01-01 | 764384
2049-02-01 | 690411
2049-03-01 | 764384
2049-04-01 | 739726
2049-05-01 | 764384
2049-06-01 | 739726
2049-07-01 | 764384
2049-08-01 | 764384
2049-09-01 | 739726
2049-10-01 | 764384
2049-11-01 | 0
2049-12-01 | 764384
2050-01-01 | 764384
2050-02-01 | 690411
2050-03-01 | 764384
2050-04-01 | 739726
2050-05-01 | 764384
2050-06-01 | 739726
2050-07-01 | 764384
2050-08-01 | 764384
2050-09-01 | 739726
2050-10-01 | 764384
2050-11-01 | 584605
2050-12-01 | 764384
2051-01-01 | 764384
2051-02-01 | 690411
2051-03-01 | 764384
2051-04-01 | 739726
2051-05-01 | 764384
2051-06-01 | 739726
2051-07-01 | 764384
2051-08-01 | 764384
Sum | 211374367

## SW Irrigation
Transmission Link Flow
Scenario: Wastewater Reuse No Desal, All months (12)
Cubic Meter
| "Transmission Link from Ahl Souss to I_PMH Anti Atlas Ait Baha" | "Transmission Link from Complexe Abdelmoumen Dkhika to I_Moderne Public Issen" | "Transmission Link from Complexe Abdelmoumen Dkhika to I_Traditional Rehabilite I" | "Transmission Link from Complexe Aoulouz Mokhtar Soussi to I_G1 Aoulouz" | "Transmission Link from Complexe Aoulouz Mokhtar Soussi to I_Traditionnel rehabil" | "Transmission Link from Imi El Kheng to I_Traditionnel non Rehabilite 2eme" | "Transmission Link from Moulay Abdellah to I_PMH Tamri Tamraght" | "Transmission Link from Withdrawal Node 1 to I_El Guerdane" | "Transmission Link from Withdrawal Node 2 to I_PMH de Tiznit" | "Transmission Link from Withdrawal Node 3 to I_PMH Anti Atlas Ighrem" | "Transmission Link from Withdrawal Node 4 to I_PMH Taliouine Tifnoute" | "Transmission Link from Withdrawal Node 6 to I_Modern Public Massa" | "Transmission Link from Withdrawal Node 7 to I_Tassila" | "Transmission Link from Withdrawal Node 8 to I_PMH Anti Atlas Ighrem" | "Transmission Link from Withdrawal Node 9 to I_PMH Montagne Souss" | Sum
2018-09-01 | 0 | 2282800 | 1250528 | 0 | 0 | 0 | 0 | 0 | 0 | 0 | 0 | 1143950 | 137730 | 0 | 0 | 4815008
2018-10-01 | 330940 | 2841400 | 1531024 | 1416486 | 1000000 | 1003265 | 325945 | 2010682 | 58628.2 | 0 | 2017770 | 1018725 | 1252.41 | 0 | 682383 | 15931032
2018-11-01 | 0 | 2632733 | 1573519 | 415054 | 15311.9 | 6497465 | 818749 | 1779900 | 5528.43 | 0 | 0 | 4778750 | 1304032 | 0 | 0 | 19821042
2018-12-01 | 695360 | 1316234 | 1002289 | 604058 | 1000000 | 5978050 | 282703 | 2416471 | 0 | 0 | 883379 | 4281250 | 653890 | 0 | 0 | 19113685
2019-01-01 | 0 | 294443 | 9763.12 | 0 | 0 | 0 | 0 | 0 | 0 | 0 | 0 | 4232116 | 0 | 0 | 3947093 | 8483414
2019-02-01 | 0 | 3444590 | 3191531 | 0 | 0 | 0 | 0 | 2522536 | 972418 | 0 | 0 | 1446592 | 1313788 | 0 | 0 | 12891455
2019-03-01 | 3999830 | 6828442 | 3710988 | 8109163 | 999920 | 7107987 | 2657739 | 13978000 | 165317 | 0 | 154017 | 4793625 | 1289170 | 0 | 1174200 | 79054230
2019-04-01 | 84434.9 | 3574000 | 3485643 | 779811 | 1000000 | 1694200 | 282438 | 13417000 | 5589.73 | 0 | 6892.34 | 6082625 | 0 | 0 | 50207 | 36667597
2019-05-01 | 992169 | 6048200 | 3171849 | 1570649 | 8068.15 | 680377 | 287492 | 7367900 | 126.013 | 0 | 393 | 4061375 | 2021451 | 0 | 1357 | 36883607
2019-06-01 | 137176 | 1568400 | 362868 | 1465950 | 4826.18 | 607603 | 0 | 7712400 | 1.29 | 0 | 141.08 | 3439875 | 2642997 | 0 | 168.51 | 19061933
2019-07-01 | 139754 | 745340 | 358387 | 1472334 | 8.7584 | 437119 | 0 | 6152700 | 0 | 0 | 0 | 4418125 | 1664214 | 0 | 22.676 | 15830397
2019-08-01 | 0 | 861450 | 0 | 310945 | 0 | 0 | 0 | 0 | 0 | 0 | 0 | 3450250 | 2632680 | 0 | 0 | 7255325
2019-09-01 | 0 | 2302392 | 1324658 | 0 | 0 | 0 | 0 | 0 | 0 | 0 | 0 | 0 | 141146 | 0 | 0 | 3768197
2019-10-01 | 427720 | 3038722 | 1793975 | 1066495 | 7381.26 | 3928897 | 466246 | 1410400 | 1420661 | 0 | 2120400 | 339337 | 402864 | 0 | 650370 | 17073529
2019-11-01 | 1730280 | 4079443 | 2547426 | 1049924 | 5008.45 | 488683 | 829883 | 1778800 | 52639.6 | 0 | 67505 | 0 | 1310298 | 0 | 0 | 14745705
2019-12-01 | 0 | 2806609 | 3157275 | 3579107 | 9810.77 | 362530 | 1324200 | 7864600 | 147.274 | 0 | 94.828 | 3481463 | 485469 | 0 | 13869 | 35344755
2020-01-01 | 0 | 3092820 | 1472924 | 5456537 | 13469.5 | 334492 | 828735 | 0 | 0 | 0 | 0 | 2870762 | 1303375 | 0 | 0 | 15373114
2020-02-01 | 0 | 3377732 | 1952719 | 0 | 710744 | 0 | 2396517 | 5374556 | 2279725 | 0 | 889298 | 3499880 | 314028 | 0 | 0 | 20795197
2020-03-01 | 3567172 | 176706 | 0.0041969 | 0 | 0 | 0 | 0 | 0 | 3729298 | 0 | 0 | 3697476 | 0 | 0 | 0 | 11170652
2020-04-01 | 787133 | 8703780 | 6037855 | 779732 | 999900 | 6563759 | 285082 | 13587638 | 63210.7 | 0 | 129375 | 2674875 | 1360466 | 0 | 1981800 | 48162487
2020-05-01 | 958616 | 3355100 | 1759544 | 1595473 | 7339.05 | 744418 | 0 | 7660800 | 271.163 | 0 | 2548.3 | 1561962 | 2405180 | 0 | 166780 | 24681214
2020-06-01 | 133838 | 4125641 | 1429307 | 1472608 | 6260.22 | 302282 | 0 | 8375300 | 182.188 | 0 | 135.22 | 2703750 | 1331444 | 0 | 1503.8 | 20993277
2020-07-01 | 128076 | 509090 | 684756 | 1477594 | 0 | 238820 | 0 | 8149400 | 0 | 0 | 0 | 2195003 | 1802685 | 0 | 0 | 15627869
2020-08-01 | 0 | 692930 | 0 | 777044 | 0 | 0 | 0 | 3865300 | 0 | 0 | 0 | 1359088 | 2608077 | 0 | 0 | 9302438
2020-09-01 | 0 | 2638478 | 1334367 | 0 | 0 | 0 | 0 | 0 | 0 | 0 | 0 | 0 | 1427770 | 0 | 0 | 5400614
2020-10-01 | 639962 | 2783794 | 3410981 | 1587219 | 1877.25 | 1343151 | 756114 | 1446000 | 527965 | 0 | 666340 | 659212 | 1296.8 | 0 | 1793300 | 20367912
2020-11-01 | 0 | 682406 | 595152 | 2073958 | 5516.93 | 2941430 | 796028 | 112270 | 389562 | 0 | 2113500 | 1924750 | 1306594 | 0 | 5908800 | 21726902
2020-12-01 | 0 | 4477350 | 2005087 | 425167 | 5692.48 | 0 | 821471 | 4091700 | 26250.7 | 0 | 372580 | 3607962 | 358949 | 0 | 0 | 16703933
2021-01-01 | 690608 | 4232170 | 4201942 | 5457152 | 1000000 | 456822 | 1884810 | 6548300 | 0 | 0 | 9961.77 | 2671962 | 1295045 | 0 | 101680 | 45490648
2021-02-01 | 3044665 | 1006625 | 955928 | 0 | 0 | 599479 | 825053 | 2482500 | 2252190 | 0 | 0 | 1961253 | 480333 | 0 | 0 | 13608025
2021-03-01 | 7244.1 | 6890964 | 4044922 | 8156856 | 999900 | 4666100 | 2662920 | 13264379 | 506450 | 0 | 1462700 | 3577977 | 1301192 | 0 | 2531300 | 67402845
2021-04-01 | 2925360 | 3086885 | 3087652 | 787692 | 0 | 356690 | 282684 | 3553000 | 21698.7 | 0 | 38206.3 | 2723000 | 1312265 | 0 | 698550 | 28546899
2021-05-01 | 328702 | 6056200 | 3089822 | 806591 | 0 | 160800 | 285226 | 1845400 | 1337.25 | 0 | 114.82 | 2757351 | 1325280 | 0 | 97.699 | 17493716
2021-06-01 | 306490 | 1200100 | 333346 | 87028 | 0 | 138160 | 0 | 0 | 14.3222 | 0 | 0 | 1585186 | 2605930 | 0 | 0 | 7350028
2021-07-01 | 163504 | 578870 | 330450 | 79517.4 | 0 | 131270 | 0 | 0 | 0.0034908 | 0 | 0 | 2705690 | 1447194 | 0 | 0 | 6095677
2021-08-01 | 0 | 828600 | 0 | 77122 | 0 | 0 | 0 | 0 | 0 | 0 | 0 | 1538149 | 2611973 | 0 | 0 | 5055843
2021-09-01 | 0 | 4412997 | 2454845 | 0 | 0 | 0 | 0 | 0 | 0 | 0 | 0 | 0 | 128429 | 0 | 0 | 6996271
2021-10-01 | 907432 | 3354278 | 3679231 | 439801 | 0 | 402741 | 736032 | 0 | 24501.6 | 0 | 0.020463 | 644338 | 1885618 | 0 | 0 | 24777315
2021-11-01 | 228450 | 4921972 | 1615400 | 229758 | 0 | 111354 | 2184609 | 0 | 2946.31 | 0 | 0.059351 | 2725250 | 1309989 | 0 | 0 | 24076783
2021-12-01 | 238292 | 856943 | 56952 | 4040389 | 0.0013117 | 552630 | 1398220 | 1126.4 | 0 | 0 | 0 | 903337 | 0 | 0 | 0 | 8047891
2022-01-01 | 2946142 | 2113817 | 5332359 | 4788844 | 15716.3 | 8036446 | 546855 | 9063500 | 1535718 | 0 | 11017000 | 6083333 | 0 | 0 | 0 | 51480008
2022-02-01 | 0 | 6612797 | 3613529 | 7749571 | 777401 | 680737 | 817187 | 14318665 | 567743 | 0 | 450659 | 2287970 | 1294728 | 0 | 10080000 | 49687936
2022-03-01 | 3406421 | 7040110 | 5738732 | 7293956 | 999900 | 6506995 | 2905353 | 10758259 | 2065950 | 0 | 679559 | 3081028 | 1325556 | 0 | 1013600 | 70725018
2022-04-01 | 633890 | 2558358 | 1380497 | 779722 | 1000000 | 712620 | 0 | 3300300 | 533616 | 0 | 0 | 2745625 | 1289700 | 0 | 431250 | 15365582
2022-05-01 | 248016 | 6733221 | 3503997 | 811114 | 1000000 | 2725685 | 287381 | 7715585 | 1338.3 | 0 | 231119 | 2681712 | 1285337 | 0 | 6294597 | 33519102
2022-06-01 | 250400 | 1226600 | 1754600 | 1431746 | 0 | 97841 | 0 | 7943900 | 77.2141 | 0 | 13876 | 1593560 | 2664687 | 0 | 286030 | 17839473
2022-07-01 | 126573 | 522740 | 324383 | 1482534 | 0 | 102980 | 0 | 8199500 | 1.2292 | 0 | 7337.1 | 2810407 | 1392718 | 0 | 212870 | 15631030
2022-08-01 | 0 | 947100 | 0 | 743916 | 0 | 0 | 0 | 3736200 | 0 | 0 | 0 | 1550410 | 2662274 | 0 | 0 | 9639900
2022-09-01 | 0 | 4430827 | 1339802 | 0 | 0 | 0 | 0 | 0 | 0 | 0 | 0 | 0 | 140709 | 0 | 0 | 5911338
2022-10-01 | 705792 | 3340800 | 2440163 | 1450324 | 999481 | 262170 | 1278408 | 4390500 | 2.2561 | 0 | 157.55 | 2204072 | 1924145 | 0 | 8719.1 | 23283418
2022-11-01 | 302490 | 918900 | 1749959 | 1025015 | 13228.4 | 471825 | 1651310 | 113110 | 70138.6 | 0 | 122500 | 0 | 10677.8 | 0 | 0 | 7203876
2022-12-01 | 185032 | 1118600 | 186110 | 604534 | 0 | 98732 | 0 | 7519400 | 5733.9 | 0 | 6179.2 | 3336126 | 647805 | 0 | 547790 | 32779156
2023-01-01 | 166822 | 83550 | 192 | 5109805 | 999898 | 74818 | 185900 | 11888000 | 48.7735 | 0 | 118.38 | 2764974 | 1293763 | 0 | 0 | 23452318
2023-02-01 | 168836 | 916618 | 6827100 | 777601 | 6972.38 | 71668.7 | 4003242 | 820360 | 1.3738 | 0 | 141100 | 0 | 478363 | 0 | 6002100 | 38911874
2023-03-01 | 152322 | 548024 | 70 | 8254339 | 0.06884 | 86561.9 | 2933929 | 4038400 | 1609.49 | 0 | 503.54 | 1496245 | 2580660 | 0 | 0 | 25373639
2023-04-01 | 143720 | 255720 | 141 | 378599 | 0 | 82712 | 0 | 0 | 76.5742 | 0 | 0.015734 | 4145856 | 0 | 0 | 0 | 33776949
2023-05-01 | 181962 | 276190 | 185990 | 1277394 | 0 | 220780 | 286210 | 0 | 27592.7 | 0 | 0 | 1935698 | 2171883 | 0 | 0 | 13494026
2023-06-01 | 132230 | 45050 | 180000 | 57697.5 | 0 | 63931 | 0 | 0 | 487.084 | 0 | 0 | 1466431 | 2594344 | 0 | 0 | 5635870
2023-07-01 | 124662 | 29300 | 186000 | 35754.4 | 0 | 60487 | 0 | 0 | 0.077945 | 0 | 0 | 2467866 | 1504359 | 0 | 0 | 4849010
2023-08-01 | 0 | 0 | 176380 | 90678.9 | 0 | 0 | 0 | 0 | 0 | 0 | 0 | 1409678 | 2631469 | 0 | 0 | 4308207
2023-09-01 | 0 | 23540.7 | 179990 | 0 | 0 | 0 | 0 | 0 | 0 | 0 | 0 | 0 | 128829 | 0 | 0 | 332360
2023-10-01 | 363672 | 0 | 54 | 61239.4 | 0 | 192590 | 215878 | 0 | 3818.94 | 0 | 0.020237 | 2626894 | 1500027 | 0 | 0 | 7452093
2023-11-01 | 2130482 | 601470 | 5449078 | 3628935 | 6562.35 | 10897400 | 1399545 | 111970 | 0 | 0 | 667520 | 0 | 0 | 0 | 3793000 | 28686025
2023-12-01 | 1390794 | 2137960 | 1370782 | 3671946 | 1000000 | 2393820 | 1424765 | 4202000 | 558729 | 0 | 0 | 3243838 | 723105 | 0 | 6134900 | 28252718
2024-01-01 | 2145162 | 5327800 | 3198523 | 5497510 | 999760 | 81836 | 814451 | 8205000 | 2711.31 | 0 | 5963.1 | 2734287 | 1302870 | 0 | 0 | 45014246
2024-02-01 | 149466 | 6705431 | 5197219 | 707033 | 276.328 | 70831.4 | 2688060 | 12131000 | 6.2104 | 0 | 0 | 2802453 | 658715 | 0 | 0 | 42044487
2024-03-01 | 145132 | 3975173 | 4000425 | 580202 | 0 | 802700 | 1103884 | 0 | 4861.57 | 0 | 0.13924 | 2662338 | 1304727 | 0 | 0 | 34865624
2024-04-01 | 186820 | 5764060 | 180540 | 1043870 | 0.093746 | 358067 | 2600048 | 824.55 | 34914.1 | 0 | 0 | 2674125 | 1361140 | 0 | 0 | 24214571
2024-05-01 | 169242 | 438390 | 186040 | 1536617 | 0 | 380600 | 286409 | 0 | 26075.6 | 0 | 0 | 2723759 | 1302235 | 0 | 0 | 7494476
2024-06-01 | 123750 | 2020 | 180000 | 46285.4 | 0 | 54237 | 0 | 0 | 350.681 | 0 | 0 | 1468756 | 2580046 | 0 | 0 | 5578454
2024-07-01 | 117052 | 0 | 176520 | 749435 | 0 | 66866 | 0 | 0 | 1.1395 | 0 | 0 | 2595088 | 1374019 | 0 | 0 | 5515419
2024-08-01 | 0 | 0 | 168790 | 48936.1 | 0 | 0 | 0 | 93.736 | 0 | 0 | 0 | 1368095 | 2623218 | 0 | 0 | 4209132
2024-09-01 | 0 | 0 | 172070 | 0 | 0 | 0 | 0 | 0 | 0 | 0 | 0 | 766192 | 129244 | 0 | 0 | 1067506
2024-10-01 | 330384 | 0 | 160325 | 32967.3 | 0 | 146050 | 644827 | 0 | 463.981 | 0 | 0.015673 | 2421375 | 1611667 | 0 | 0 | 17974293
2024-11-01 | 117968 | 6263.64 | 5038541 | 4476916 | 11229 | 7271347 | 0 | 1395050 | 0 | 0 | 0 | 0 | 0 | 0 | 0 | 18317315
2024-12-01 | 360054 | 5584213 | 2897274 | 3758037 | 1000000 | 7088080 | 0 | 8924115 | 105119 | 0 | 296003 | 3266962 | 699960 | 0 | 1211600 | 48031350
2025-01-01 | 3823864 | 212479 | 0.6112 | 0 | 0 | 6410516 | 0 | 1837162 | 0 | 0 | 0 | 3178078 | 0 | 0 | 0 | 15462100
2025-02-01 | 0 | 4003840 | 3530229 | 6342537 | 0 | 0 | 836836 | 2519731 | 572496 | 0 | 0 | 3182930 | 1289632 | 0 | 0 | 22278230
2025-03-01 | 2731744 | 7027562 | 5641101 | 8131097 | 999898 | 6318500 | 2886461 | 26666070 | 2612.72 | 0 | 112200 | 2686963 | 1280073 | 0 | 3784900 | 87073644
2025-04-01 | 176868 | 5727426 | 1264028 | 788752 | 999850 | 248530 | 289453 | 3447629 | 15042.5 | 0 | 1023810 | 2751375 | 1283897 | 0 | 9946400 | 45787380
2025-05-01 | 311264 | 3391496 | 3308868 | 798955 | 0 | 174880 | 0 | 3797415 | 106616 | 0 | 218410 | 3010983 | 1139652 | 0 | 207350 | 16465901
2025-06-01 | 162048 | 3489335 | 1656258 | 1517735 | 0 | 65866 | 0 | 8352150 | 4784.72 | 0 | 10097 | 1656139 | 2684757 | 0 | 29333 | 20483134
2025-07-01 | 147104 | 742596 | 223489 | 1510069 | 0 | 60021 | 0 | 8111715 | 90.3065 | 0 | 82.973 | 2866141 | 1428601 | 0 | 413.34 | 15524824
2025-08-01 | 0 | 461946 | 0 | 524212 | 0 | 0 | 0 | 0 | 0 | 0 | 0 | 1689472 | 2608935 | 0 | 0 | 5284565
2025-09-01 | 0 | 2246725 | 1192958 | 0 | 0 | 0 | 0 | 0 | 0 | 0 | 0 | 2896431 | 1439841 | 0 | 0 | 7775956
2025-10-01 | 399471 | 5510410 | 4920095 | 57478.1 | 0 | 167760 | 1316738 | 0 | 2.0074 | 0 | 0.0097143 | 2862307 | 1297442 | 0 | 0 | 21441693
2025-11-01 | 170791 | 471781 | 475593 | 2181233 | 2120.88 | 282310 | 886841 | 3263850 | 47013.7 | 0 | 0 | 0 | 0 | 0 | 5193700 | 12975300
2025-12-01 | 644501 | 4833710 | 2961677 | 0 | 0 | 67783 | 0 | 2564615 | 686154 | 0 | 343660 | 2816429 | 605845 | 0 | 0 | 16053328
2026-01-01 | 135528 | 1121737 | 0 | 6103520 | 0.09852 | 273687 | 264.684 | 8277615 | 19502.6 | 0 | 0 | 2655837 | 1310560 | 0 | 912.76 | 23667053
2026-02-01 | 4422672 | 2463138 | 1956792 | 0 | 5976.93 | 560968 | 4368593 | 805900 | 0 | 0 | 902350 | 1186976 | 121026 | 0 | 5997900 | 22792350
2026-03-01 | 0.96055 | 4093332 | 3093741 | 8148479 | 0.19598 | 836106 | 0 | 9841015 | 2762932 | 0 | 0 | 4738795 | 1344539 | 0 | 1040.3 | 54337094
2026-04-01 | 680639 | 2623441 | 2787984 | 796015 | 0.054623 | 6561200 | 282131 | 350330 | 584141 | 0 | 453.91 | 3154661 | 0 | 0 | 25189 | 27712402
2026-05-01 | 935641 | 6344410 | 4752944 | 294623 | 0 | 106170 | 284381 | 0 | 1845.12 | 0 | 0 | 1862975 | 2339906 | 0 | 0 | 23972762
2026-06-01 | 258658 | 922325 | 229262 | 1773034 | 3029.27 | 505204 | 0 | 8171250 | 0.21127 | 0 | 357240 | 2704125 | 1331154 | 0 | 436660 | 16804395
2026-07-01 | 122204 | 521050 | 225659 | 2223513 | 0 | 53059 | 0 | 7542715 | 0 | 0 | 1329.9 | 2350098 | 1973320 | 0 | 65476 | 15444617
2026-08-01 | 0 | 457000 | 0 | 761622 | 0 | 0 | 0 | 2069415 | 0 | 0 | 0 | 1581533 | 2725847 | 0 | 0 | 7595417
2026-09-01 | 0 | 4424616 | 2440534 | 0 | 0 | 0 | 0 | 0 | 0 | 0 | 0 | 3284439 | 320728 | 0 | 0 | 10470316
2026-10-01 | 306089 | 3019431 | 1973375 | 316588 | 0 | 187928 | 479620 | 0 | 5530.71 | 0 | 0.00489 | 0 | 1656713 | 0 | 0 | 9697213
2026-11-01 | 628803 | 907836 | 2074891 | 3476473 | 38.5796 | 616197 | 1826458 | 6392750 | 90.6069 | 0 | 181610 | 2745875 | 1289419 | 0 | 146020 | 28407729
2026-12-01 | 1638137 | 4845423 | 2527162 | 340563 | 0 | 73405 | 272407 | 0 | 0 | 0 | 0.017855 | 3955718 | 173033 | 0 | 0 | 28533775
2027-01-01 | 0 | 3494434 | 0 | 5029108 | 0 | 43758 | 70604.9 | 1351815 | 453182 | 0 | 17135 | 2949210 | 1290864 | 0 | 4816.4 | 15838425
2027-02-01 | 0 | 20842.3 | 3796769 | 0 | 747189 | 2463470 | 3605411 | 1671720 | 0 | 0 | 5554180 | 4884525 | 0 | 0 | 0 | 34935397
2027-03-01 | 2853337 | 1199223 | 0 | 8231066 | 999675 | 978660 | 344055 | 14041404 | 104240 | 0 | 661136 | 2664713 | 1302368 | 0 | 10278000 | 61943086
2027-04-01 | 169874 | 0.12742 | 130 | 8880298 | 63886.9 | 50964.7 | 159241 | 698050 | 372.643 | 0 | 2105.1 | 2744774 | 1312140 | 0 | 87624 | 24026893
2027-05-01 | 306617 | 0 | 34015 | 509846 | 0 | 74108 | 195577 | 0 | 87052.9 | 0 | 0 | 2989159 | 1010553 | 0 | 0 | 15958401
2027-06-01 | 157604 | 0 | 123270 | 49221.1 | 0 | 42436 | 0 | 0 | 1077.01 | 0 | 0 | 1365130 | 2633557 | 0 | 0 | 5491206
2027-07-01 | 147547 | 0 | 119075 | 21582.2 | 0 | 40858 | 0 | 0 | 0 | 0 | 0 | 2285127 | 1766243 | 0 | 0 | 4589954
2027-08-01 | 0 | 0 | 135975 | 214588 | 0 | 0 | 0 | 0 | 0 | 0 | 0 | 1373786 | 2658802 | 0 | 0 | 4383152
2027-09-01 | 0 | 0 | 145710 | 0 | 0 | 0 | 0 | 0 | 0 | 0 | 0 | 184508 | 282887 | 0 | 0 | 613105
2027-10-01 | 678464 | 2582679 | 4296158 | 680994 | 6789.18 | 3156096 | 672704 | 890665 | 2625460 | 0 | 1754600 | 1135963 | 1016059 | 0 | 0 | 19496631
2027-11-01 | 926279 | 547153 | 2161558 | 0 | 2918.35 | 3128484 | 520421 | 2792350 | 174075 | 0 | 0 | 0 | 0 | 0 | 0 | 10253238
2027-12-01 | 0 | 141994 | 0.025174 | 0 | 0 | 0 | 0 | 409940 | 0 | 0 | 0 | 1888284 | 190461 | 0 | 0 | 2630679
2028-01-01 | 0 | 365748 | 0.060998 | 0 | 0 | 0 | 0 | 823989 | 0 | 0 | 0 | 3200692 | 0 | 0 | 0 | 4390429
2028-02-01 | 0 | 3948774 | 3542836 | 0 | 0 | 0 | 0 | 1667979 | 0 | 0 | 889026 | 4592639 | 1490694 | 0 | 0 | 16131949
2028-03-01 | 3623598 | 6718323 | 3590408 | 0 | 814848 | 835506 | 2608551 | 14145610 | 2979490 | 0 | 59997.8 | 4584871 | 1334025 | 0 | 29626.6 | 41324854
2028-04-01 | 762056 | 3209607 | 3354008 | 8837211 | 0 | 6093700 | 286732 | 3420350 | 6232.5 | 0 | 38522 | 4233028 | 0 | 0 | 546480 | 40449107
2028-05-01 | 831413 | 3492737 | 3335190 | 809847 | 0 | 197110 | 281836 | 4070115 | 40117.1 | 0 | 82940 | 2019225 | 2177681 | 0 | 86090 | 24111914
2028-06-01 | 264730 | 3247707 | 1699537 | 1440323 | 0 | 99603 | 0 | 8093550 | 7351.26 | 0 | 2022.9 | 3013775 | 1335211 | 0 | 1541.4 | 20082468
2028-07-01 | 121735 | 460567 | 229117 | 2187328 | 0 | 53342 | 0 | 10078015 | 110.072 | 0 | 0 | 2343224 | 1992852 | 0 | 0 | 17901296
2028-08-01 | 0 | 737337 | 0 | 0 | 0 | 0 | 0 | 1642215 | 0 | 0 | 0 | 1741922 | 2591477 | 0 | 0 | 6712950
2028-09-01 | 0 | 2431797 | 1201990 | 0 | 0 | 0 | 0 | 0 | 0 | 0 | 0 | 2888369 | 1484668 | 0 | 0 | 8006824
2028-10-01 | 311702 | 2576204 | 1801366 | 784348 | 1839.2 | 431938 | 664993 | 2165215 | 699303 | 0 | 829110 | 0 | 1299534 | 0 | 1607900 | 17715032
2028-11-01 | 0 | 2603753 | 1725408 | 791382 | 1000000 | 6540832 | 680298 | 113307 | 302969 | 0 | 2230853 | 4425973 | 0 | 0 | 47873.1 | 20462646
2028-12-01 | 0 | 11476.7 | 0 | 0 | 0 | 0 | 0 | 0 | 0 | 0 | 0 | 1226971 | 283317 | 0 | 0 | 1521765
2029-01-01 | 0 | 6214386 | 2370891 | 0 | 0 | 0 | 0 | 5249104 | 155997 | 0 | 0 | 2669712 | 1297331 | 0 | 0 | 17957421
2029-02-01 | 0 | 739871 | 1937108 | 0 | 0 | 0 | 3434281 | 8901355 | 0 | 0 | 0 | 3609200 | 379850 | 0 | 0 | 19001665
2029-03-01 | 2862830 | 7008654 | 5628074 | 8210722 | 1000000 | 7248876 | 2601229 | 14257314 | 50313.7 | 0 | 1935590 | 2681462 | 1285475 | 0 | 2061222 | 73737033
2029-04-01 | 684688 | 2607945 | 1270236 | 771696 | 1000000 | 0 | 291407 | 3329643 | 441179 | 0 | 0 | 2456625 | 1306178 | 0 | 6141131 | 20300727
2029-05-01 | 613720 | 6140251 | 4785023 | 792976 | 0 | 4303000 | 285911 | 4387715 | 2743.08 | 0 | 3441.4 | 3050169 | 1262581 | 0 | 54985 | 30484657
2029-06-01 | 250850 | 3587797 | 1657714 | 1490132 | 0 | 54895 | 0 | 8242650 | 0 | 0 | 885.56 | 1804176 | 2595439 | 0 | 34071 | 20579791
2029-07-01 | 118773 | 640351 | 229610 | 2200734 | 0 | 53337 | 0 | 8085715 | 135.644 | 0 | 278.7 | 2990879 | 1368047 | 0 | 2191.6 | 16139985
2029-08-01 | 0 | 421041 | 0 | 0 | 0 | 0 | 0 | 3830315 | 0 | 0 | 0 | 1691779 | 2620887 | 0 | 0 | 8564021
2029-09-01 | 0 | 2152757 | 1194851 | 0 | 0 | 0 | 0 | 0 | 0 | 0 | 0 | 0 | 294688 | 0 | 0 | 3642296
2029-10-01 | 747758 | 2866846 | 2056699 | 1382949 | 8853.22 | 1125381 | 1099917 | 3148815 | 65267.2 | 0 | 394370 | 2068838 | 1898282 | 0 | 3232800 | 21557872
2029-11-01 | 675470 | 3239914 | 2556631 | 0 | 5363.57 | 7843621 | 0 | 1672050 | 1834547 | 0 | 0 | 2080315 | 0 | 0 | 0 | 19907912
2029-12-01 | 0 | 743927 | 0.69676 | 1021011 | 0 | 0 | 0 | 2443918 | 0 | 0 | 883207 | 5649211 | 389207 | 0 | 0 | 11130482
2030-01-01 | 0 | 2887572 | 869548 | 5272078 | 0 | 532489 | 0 | 786905 | 0 | 0 | 0 | 1535590 | 0 | 0 | 5044900 | 16929181
2030-02-01 | 2834256 | 3663480 | 3419135 | 732473 | 999900 | 5648900 | 834336 | 13695693 | 337.185 | 0 | 729.85 | 2901526 | 1440840 | 0 | 521570 | 64487216
2030-03-01 | 487849 | 6898077 | 5625986 | 8150529 | 1000000 | 793000 | 2903711 | 15073578 | 144428 | 0 | 30114.7 | 2672462 | 1294611 | 0 | 459438 | 45533783
2030-04-01 | 833793 | 5786886 | 1294069 | 0 | 1000000 | 5331356 | 287326 | 3467281 | 328463 | 0 | 0 | 2738500 | 1296812 | 0 | 0 | 22364487
2030-05-01 | 249977 | 5898164 | 4685739 | 1564669 | 0 | 67244 | 0 | 4402815 | 1197.19 | 0 | 7050.1 | 3036887 | 1300940 | 0 | 2714400 | 32049373
2030-06-01 | 234303 | 3836888 | 1652175 | 1484043 | 0 | 53153 | 0 | 8449350 | 0 | 0 | 73.457 | 1788323 | 2632441 | 0 | 10414 | 21249766
2030-07-01 | 204577 | 385844 | 226244 | 1503067 | 0 | 58312 | 0 | 10112015 | 1920.8 | 0 | 934.19 | 2829026 | 1539825 | 0 | 6428.5 | 17311049
2030-08-01 | 0 | 415864 | 0 | 720055 | 0 | 0 | 0 | 1611615 | 0 | 0 | 0 | 1690555 | 2680793 | 0 | 0 | 7118882
2030-09-01 | 0 | 2181359 | 1220464 | 0 | 0 | 0 | 0 | 0 | 0 | 0 | 0 | 317111 | 293617 | 0 | 0 | 4012550
2030-10-01 | 607762 | 3091450 | 2266821 | 2414328 | 0 | 163060 | 1044534 | 3637215 | 1447.65 | 0 | 1375.9 | 2503816 | 1795979 | 0 | 13392 | 22360006
2030-11-01 | 197196 | 3024259 | 2785920 | 2648364 | 999750 | 45428 | 1524726 | 6078250 | 34863 | 0 | 1110.8 | 738105 | 10561.3 | 0 | 121260 | 27617039
2030-12-01 | 2562476 | 715864 | 1254429 | 0 | 5656.74 | 8279107 | 822088 | 4363515 | 3721143 | 0 | 0 | 3933634 | 798093 | 0 | 3747300 | 30203346
2031-01-01 | 0 | 1106118 | 875161 | 0 | 0 | 0 | 1990485 | 3486815 | 0 | 0 | 0 | 2650962 | 1315906 | 0 | 0 | 11425447
2031-02-01 | 0 | 3149452 | 2435324 | 7086447 | 0 | 0 | 1102578 | 10581424 | 2155531 | 0 | 17753539 | 2919756 | 183373 | 0 | 0 | 47367425
2031-03-01 | 3148012 | 3187850 | 0.080171 | 0 | 811711 | 766734 | 0 | 875615 | 69675.1 | 0 | 30684.6 | 361640 | 1300138 | 0 | 1312642 | 11864703
2031-04-01 | 315136 | 3601955 | 4294588 | 789143 | 12486.5 | 6454615 | 283857 | 3484050 | 5088.38 | 0 | 164210 | 4035125 | 0 | 0 | 6113200 | 29553484
2031-05-01 | 286042 | 6166550 | 3077167 | 1563133 | 0 | 67363 | 0 | 7302415 | 109.773 | 0 | 412.34 | 2052106 | 2290348 | 0 | 31129 | 27490904
2031-06-01 | 268536 | 3401559 | 1609724 | 1488442 | 0 | 63739 | 0 | 8367750 | 0 | 0 | 652.14 | 1754707 | 2652031 | 0 | 23813 | 20500514
2031-07-01 | 166327 | 533420 | 225136 | 1477056 | 0 | 62883 | 0 | 8142615 | 0 | 0 | 1009.5 | 3197539 | 1176434 | 0 | 58585 | 15638069
2031-08-01 | 0 | 665150 | 0 | 739253 | 0 | 0 | 0 | 3754515 | 0 | 0 | 0 | 1690436 | 2674002 | 0 | 0 | 9523356
2031-09-01 | 0 | 2141388 | 1190626 | 0 | 0 | 0 | 0 | 0 | 0 | 0 | 0 | 0 | 259157 | 0 | 0 | 3591172
2031-10-01 | 798868 | 2934006 | 3170531 | 734714 | 1000000 | 911710 | 853563 | 1109944 | 12238.1 | 0 | 195177 | 1410838 | 1144898 | 0 | 642464 | 16519673
2031-11-01 | 220948 | 3796312 | 1838395 | 3418807 | 1000000 | 845024 | 1979904 | 7389350 | 13638.6 | 0 | 200361 | 2512000 | 1289360 | 0 | 3649800 | 34801283
2031-12-01 | 0 | 425599 | 1041526 | 609894 | 1000000 | 482723 | 1437697 | 4300760 | 5162565 | 0 | 0 | 3956462 | 10495.2 | 0 | 0 | 18427721
2032-01-01 | 2618998 | 6137437 | 4843820 | 687397 | 0 | 0 | 222.138 | 10829015 | 0 | 0 | 0 | 2236079 | 1285965 | 0 | 0 | 28638933
2032-02-01 | 0 | 6183838 | 1685120 | 0 | 0 | 358895 | 0 | 813546 | 0 | 0 | 0 | 3534325 | 637382 | 0 | 0 | 13213106
2032-03-01 | 391888 | 368.074 | 0 | 7408933 | 999875 | 59662.7 | 233135 | 14067015 | 366.805 | 0 | 31309 | 2962781 | 1312136 | 0 | 29249 | 27496720
2032-04-01 | 251588 | 0 | 0 | 789467 | 999850 | 229650 | 290544 | 3583082 | 41672.5 | 0 | 124386 | 2740500 | 1294834 | 0 | 6271400 | 16636469
2032-05-01 | 171708 | 0 | 0 | 1588304 | 999334 | 57437 | 127391 | 7327115 | 623.157 | 0 | 59663 | 3282786 | 1093307 | 0 | 896760 | 19077818
2032-06-01 | 162468 | 0 | 132020 | 1476181 | 0 | 47276 | 0 | 8535050 | 0.008399 | 0 | 723.34 | 1846581 | 2616424 | 0 | 102980 | 15699353
2032-07-01 | 153418 | 0 | 118625 | 1493568 | 0 | 45872 | 0 | 6620515 | 0 | 0 | 0 | 2899711 | 1516607 | 0 | 840.96 | 13278966
2032-08-01 | 0 | 0 | 116025 | 743850 | 0 | 0 | 0 | 1689215 | 0 | 0 | 0 | 1532936 | 2652423 | 0 | 0 | 6734449
2032-09-01 | 0 | 32.1 | 112810 | 0 | 0 | 0 | 0 | 0 | 0 | 0 | 0 | 0 | 316368 | 0 | 0 | 429210
2032-10-01 | 437314 | 0 | 55 | 1453302 | 0 | 164430 | 158145 | 142795 | 18169.2 | 0 | 12511 | 2413881 | 1629441 | 0 | 15458 | 14278672
2032-11-01 | 127491 | 0 | 320 | 415197 | 0 | 83136 | 145217 | 0 | 865.204 | 0 | 0.029965 | 1080826 | 1308525 | 0 | 0 | 16960700
2032-12-01 | 120124 | 216916 | 2790115 | 3859912 | 0.04328 | 788191 | 4662615 | 1364915 | 0 | 0 | 14121 | 3718588 | 248373 | 0 | 349.01 | 25163928
2033-01-01 | 3132406 | 5892955 | 2496015 | 0 | 0 | 427976 | 0 | 6715815 | 1281650 | 0 | 0 | 2670962 | 1295497 | 0 | 0 | 23913277
2033-02-01 | 0 | 62909.5 | 349340 | 0 | 1962.46 | 696019 | 3199044 | 2993620 | 0 | 0 | 0 | 1784200 | 137771 | 0 | 0 | 9224866
2033-03-01 | 1263943 | 3091766 | 0 | 8536026 | 0.17291 | 4826200 | 2952519 | 4989515 | 1081220 | 0 | 12508 | 2642338 | 1324728 | 0 | 1786.2 | 51962618
2033-04-01 | 154221 | 0 | 0 | 291381 | 0 | 77635 | 166076 | 0 | 10088.5 | 0 | 0 | 2813792 | 1290012 | 0 | 0 | 21422556
2033-05-01 | 324474 | 0 | 104675 | 380308 | 0 | 40128 | 137395 | 0 | 138400 | 0 | 0 | 2558715 | 1305897 | 0 | 0 | 5665382
2033-06-01 | 140453 | 0 | 102160 | 28234.1 | 0 | 38956 | 0 | 0 | 2674.24 | 0 | 0 | 1299257 | 2618229 | 0 | 0 | 5332915
2033-07-01 | 130440 | 0 | 99835 | 17473.1 | 0 | 37928 | 0 | 0 | 0 | 0 | 0 | 2653063 | 1392528 | 0 | 0 | 4762914
2033-08-01 | 0 | 0 | 97605 | 17476.3 | 0 | 0 | 0 | 0 | 0 | 0 | 0 | 1450248 | 2682324 | 0 | 0 | 4247654
2033-09-01 | 0 | 24 | 97870 | 0 | 0 | 0 | 0 | 0 | 0 | 0 | 0 | 0 | 281968 | 0 | 0 | 379862
2033-10-01 | 1171977 | 2526643 | 5054427 | 1386422 | 8.2868 | 3125110 | 602453 | 2165615 | 1391780 | 0 | 1286800 | 3321088 | 516107 | 0 | 3102700 | 27527806
2033-11-01 | 0 | 4738.21 | 70015.1 | 644800 | 0 | 0 | 0 | 85440 | 0 | 0 | 0 | 0 | 1292386 | 0 | 0 | 2097379
2033-12-01 | 1657625 | 206816 | 3601876 | 3923575 | 9000.29 | 6406295 | 0 | 4075715 | 35351.8 | 0 | 0 | 2654837 | 226467 | 0 | 0 | 22797558
2034-01-01 | 0 | 5692666 | 552888 | 624476 | 18066 | 0 | 2779654 | 785605 | 27.8332 | 0 | 585260 | 2685213 | 1281831 | 0 | 0 | 15005687
2034-02-01 | 635432 | 3927480 | 5108243 | 6467136 | 1000000 | 5388700 | 282182 | 14250283 | 0 | 0 | 1834120 | 3788825 | 382935 | 0 | 5984276 | 63474331
2034-03-01 | 630549 | 3562342 | 3890200 | 8086191 | 1000000 | 763565 | 2651856 | 9945954 | 284075 | 0 | 5230080 | 2635337 | 1331661 | 0 | 6128036 | 59537315
2034-04-01 | 135873 | 4515071 | 380290 | 789141 | 0 | 4772600 | 290280 | 6565950 | 30842.5 | 0 | 11732 | 2700268 | 1343462 | 0 | 213560 | 27770074
2034-05-01 | 120682 | 0 | 125725 | 1569230 | 0 | 47472 | 283461 | 4366815 | 1441.51 | 0 | 195.86 | 2780306 | 1203251 | 0 | 0 | 21356908
2034-06-01 | 114953 | 0 | 102210 | 1485466 | 0 | 41574 | 0 | 8526550 | 452.833 | 0 | 124.99 | 1442293 | 2658375 | 0 | 0 | 15487996
2034-07-01 | 108409 | 0 | 95385 | 1475374 | 0 | 39044 | 0 | 11046015 | 6.1889 | 0 | 0 | 2697472 | 1755304 | 0 | 151.23 | 17664034
2034-08-01 | 0 | 0 | 93235 | 715236 | 0 | 0 | 0 | 810425 | 0 | 0 | 0 | 1810133 | 2638832 | 0 | 0 | 6067861
2034-09-01 | 0 | 29.14 | 91210 | 0 | 0 | 0 | 0 | 0 | 0 | 0 | 0 | 0 | 272491 | 0 | 0 | 363730
2034-10-01 | 302675 | 136146 | 398205 | 1049727 | 0 | 110840 | 1114884 | 3487715 | 3108.06 | 0 | 64445 | 3760366 | 629001 | 0 | 709490 | 14183620
2034-11-01 | 93685.9 | 0 | 10 | 2808432 | 999276 | 62537 | 119116 | 5975050 | 2124.77 | 0 | 10693 | 1034372 | 1292751 | 0 | 0 | 18177989
2034-12-01 | 86444.8 | 0 | 215 | 3577766 | 3742.87 | 85240.9 | 228335 | 2122815 | 93.8012 | 0 | 2941.9 | 3485213 | 605864 | 0 | 5957.1 | 20911273
2035-01-01 | 82144.8 | 0 | 0 | 21363.7 | 0.005882 | 35817.1 | 150594 | 0 | 0 | 0 | 0 | 2785821 | 1290790 | 0 | 0 | 16661534
2035-02-01 | 180378 | 731041 | 0 | 6895206 | 1.1037 | 1092800 | 359843 | 4297820 | 74539.1 | 0 | 6247.8 | 3325825 | 554383 | 0 | 3271.4 | 47322440
2035-03-01 | 6210462 | 6287435 | 4929705 | 0 | 1000000 | 6208160 | 5594775 | 4890711 | 2723752 | 0 | 29789.5 | 2063337 | 1322256 | 0 | 0 | 41260383
2035-04-01 | 291496 | 1046764 | 96720 | 8327231 | 1000000 | 852808 | 289160 | 13677626 | 74922.4 | 0 | 0 | 2676125 | 1359171 | 0 | 0 | 29692023
2035-05-01 | 94584.8 | 0 | 0 | 1591190 | 998450 | 2998200 | 89387.2 | 8011215 | 129.087 | 0 | 18881 | 1532533 | 2440236 | 0 | 222300 | 28627558
2035-06-01 | 90715.9 | 0 | 86610 | 1459640 | 0 | 38058 | 0 | 7254150 | 0 | 0 | 510.24 | 2731707 | 1309062 | 0 | 8003.7 | 13857244
2035-07-01 | 85954.8 | 0 | 81745 | 1451912 | 0 | 0 | 0 | 7894115 | 0 | 0 | 280.26 | 2093455 | 1880193 | 0 | 6376.2 | 13930352
2035-08-01 | 0 | 0 | 79965 | 726727 | 0 | 0 | 0 | 4559015 | 0 | 0 | 0 | 1791881 | 2676615 | 0 | 0 | 9834204
2035-09-01 | 0 | 0 | 90290 | 0 | 0 | 0 | 0 | 0 | 0 | 0 | 0 | 1098630 | 1440117 | 0 | 0 | 2629038
2035-10-01 | 271430 | 0 | 55 | 725382 | 0 | 181580 | 103912 | 1966215 | 18389.7 | 0 | 149870 | 3037042 | 1335496 | 0 | 657900 | 10136937
2035-11-01 | 1459370 | 4932.51 | 6237820 | 420145 | 2274.05 | 2317560 | 1610390 | 1801550 | 3100640 | 0 | 912360 | 0 | 0 | 0 | 2423600 | 23926282
2035-12-01 | 0 | 112862 | 0.98452 | 0 | 0 | 0 | 0 | 0 | 0 | 0 | 0 | 2182675 | 498682 | 0 | 0 | 2794220
2036-01-01 | 0 | 466291 | 0.021084 | 0 | 0 | 0 | 0 | 814810 | 0 | 0 | 0 | 1277470 | 0 | 0 | 0 | 2558571
2036-02-01 | 0 | 79356.7 | 1040153 | 0 | 0 | 0 | 0 | 0 | 0 | 0 | 0 | 2790913 | 343618 | 0 | 0 | 4254040
2036-03-01 | 0.88001 | 1124225 | 860420 | 0 | 33699.3 | 60162.6 | 0 | 882683 | 42441.6 | 0 | 0 | 1090332 | 0 | 0 | 0 | 4093965
2036-04-01 | 778192 | 2931185 | 1639489 | 811044 | 0 | 6204600 | 282849 | 3439150 | 153021 | 0 | 101060 | 2775247 | 1281384 | 0 | 1038000 | 26589652
2036-05-01 | 116614 | 6034575 | 4422468 | 1588079 | 9253.71 | 872493 | 0 | 7223815 | 305709 | 0 | 442220 | 3591498 | 2491835 | 0 | 2951000 | 31290661
2036-06-01 | 256937 | 3566838 | 1636623 | 736158 | 1000000 | 1309675 | 0 | 8341022 | 30261.7 | 0 | 683304 | 2750750 | 1284483 | 0 | 442597 | 22038647
2036-07-01 | 123919 | 612841 | 226568 | 2163051 | 0 | 438180 | 0 | 7997515 | 12.2333 | 0 | 1666.9 | 2517621 | 1902692 | 0 | 32368 | 16416421
2036-08-01 | 0 | 394051 | 0 | 731125 | 0 | 0 | 0 | 3810415 | 0 | 0 | 0 | 1820642 | 2610491 | 0 | 0 | 9366724
2036-09-01 | 0 | 2168544 | 1181254 | 0 | 0 | 0 | 0 | 0 | 0 | 0 | 0 | 0 | 377653 | 0 | 0 | 3727450
2036-10-01 | 1322467 | 3200786 | 3244459 | 2166169 | 0 | 981250 | 891745 | 3144415 | 4230.69 | 0 | 7514.5 | 1783490 | 1075719 | 0 | 137360 | 27847259
2036-11-01 | 405742 | 3025530 | 2211562 | 1633376 | 6512.33 | 6631210 | 1108508 | 3222150 | 772729 | 0 | 1382900 | 2111000 | 1283292 | 0 | 9720600 | 35468655
2036-12-01 | 1581301 | 1934909 | 539566 | 3478868 | 276877 | 288663 | 0 | 6293182 | 0 | 0 | 6295263 | 3275392 | 10520.2 | 0 | 168323 | 24142864
2037-01-01 | 0 | 218477 | 0.75639 | 0 | 0 | 0 | 0 | 823388 | 0 | 0 | 0 | 1338164 | 0 | 0 | 0 | 2380030
2037-02-01 | 0 | 6292967 | 3566520 | 7673491 | 999900 | 705330 | 839948 | 14704026 | 31512.4 | 0 | 30302.7 | 3363200 | 808565 | 0 | 342030 | 63496348
2037-03-01 | 2904695 | 7133823 | 5633095 | 8043657 | 999875 | 5840000 | 2891105 | 13301062 | 1617.62 | 0 | 30056.4 | 1391463 | 2576043 | 0 | 5397200 | 56143721
2037-04-01 | 695248 | 2554684 | 1291118 | 0 | 1000000 | 700675 | 0 | 114755 | 428822 | 0 | 0 | 4035125 | 0 | 0 | 0 | 10820427
2037-05-01 | 242351 | 3462086 | 3348812 | 1567781 | 0 | 5366300 | 282095 | 7555615 | 3228.08 | 0 | 146790 | 3104280 | 1081607 | 0 | 4250900 | 32801031
2037-06-01 | 263009 | 3458528 | 1658042 | 1477998 | 0 | 61985 | 0 | 8657350 | 0 | 0 | 368.9 | 1863813 | 2620109 | 0 | 27480 | 21176631
2037-07-01 | 119459 | 452516 | 221883 | 1481529 | 0 | 59467 | 0 | 7999915 | 0 | 0 | 0 | 2831903 | 1613678 | 0 | 129.73 | 15209456
2037-08-01 | 0 | 455336 | 0 | 739311 | 0 | 0 | 0 | 815665 | 0 | 0 | 0 | 1798744 | 2643355 | 0 | 0 | 6452411
2037-09-01 | 0 | 2082401 | 1137526 | 0 | 0 | 0 | 0 | 0 | 0 | 0 | 0 | 0 | 138315 | 0 | 0 | 3358242
2037-10-01 | 1367233 | 2935713 | 2013862 | 662096 | 6428.81 | 871848 | 641346 | 3145615 | 91425.7 | 0 | 363550 | 2040462 | 1288849 | 0 | 39892 | 16901818
2037-11-01 | 698314 | 2538143 | 1544839 | 416945 | 1000000 | 1467040 | 1553485 | 5622850 | 162233 | 0 | 231828 | 2220750 | 0 | 0 | 4806600 | 33638387
2037-12-01 | 0 | 1196530 | 412817 | 601052 | 0 | 0 | 1112899 | 1668539 | 2928430 | 0 | 0 | 1538713 | 797638 | 0 | 0 | 10256619
2038-01-01 | 3293428 | 3710614 | 4067830 | 5620845 | 1000000 | 6496889 | 0 | 3432887 | 0 | 0 | 884185 | 4766269 | 1317064 | 0 | 0 | 34590010
2038-02-01 | 0 | 391673 | 0.020711 | 0 | 0 | 0 | 0 | 0 | 0 | 0 | 0 | 468393 | 0 | 0 | 0 | 860066
2038-03-01 | 3350619 | 10192052 | 8010871 | 8079208 | 999875 | 7265500 | 2879462 | 13995224 | 307962 | 0 | 2168730 | 1355838 | 2611382 | 0 | 6794200 | 84629457
2038-04-01 | 321634 | 5386700 | 2435068 | 777858 | 999850 | 157470 | 290396 | 16537650 | 669.729 | 0 | 7822.5 | 4323397 | 0 | 0 | 243070 | 37449544
2038-05-01 | 298791 | 6302531 | 4699888 | 1569747 | 999865 | 61198 | 0 | 3966215 | 0 | 0 | 0 | 2201660 | 2239909 | 0 | 3207.5 | 33169010
2038-06-01 | 280294 | 902472 | 233099 | 1471810 | 0 | 58757 | 0 | 8350450 | 0 | 0 | 301.73 | 1908987 | 2602897 | 0 | 3487.6 | 16931515
2038-07-01 | 164447 | 296081 | 225861 | 1466654 | 0 | 56645 | 0 | 8045715 | 0 | 0 | 0 | 3116647 | 1346843 | 0 | 45.446 | 15157768
2038-08-01 | 0 | 673631 | 0 | 777182 | 0 | 0 | 0 | 100505 | 0 | 0 | 0 | 1826027 | 2636788 | 0 | 0 | 6014134
2038-09-01 | 0 | 2061416 | 1217396 | 0 | 0 | 0 | 0 | 0 | 0 | 0 | 0 | 27153.1 | 249829 | 0 | 0 | 3555794
2038-10-01 | 792566 | 5426676 | 3449524 | 25175.9 | 0 | 160190 | 617.238 | 0 | 335.529 | 0 | 0.01742 | 2592796 | 1820026 | 0 | 0 | 25646144
2038-11-01 | 210466 | 3234216 | 3374380 | 25582.3 | 0 | 50239 | 0 | 0 | 5967.22 | 0 | 0.053962 | 3130421 | 1298100 | 0 | 0 | 21359810
2038-12-01 | 1513505 | 1605356 | 1496363 | 4950429 | 1000000 | 3203660 | 2970395 | 3081015 | 1002090 | 0 | 3257060 | 1821587 | 184158 | 0 | 165730 | 30193290
2039-01-01 | 0 | 90400.1 | 0 | 4463406 | 1000000 | 6795839 | 1721823 | 10706283 | 3072110 | 0 | 588442 | 2675712 | 1291234 | 0 | 3742308 | 36147559
2039-02-01 | 4014046 | 6463241 | 5179438 | 749234 | 733261 | 676725 | 823499 | 1671967 | 0 | 0 | 1181040 | 1993700 | 263845 | 0 | 6000964 | 46788168
2039-03-01 | 0 | 7850.28 | 0 | 7288563 | 0 | 0 | 2892043 | 14137632 | 685573 | 0 | 31546.8 | 1307462 | 1303078 | 0 | 0 | 27653749
2039-04-01 | 759581 | 5871216 | 4849425 | 1566110 | 0 | 6135900 | 281924 | 3438350 | 19341 | 0 | 37713 | 4336345 | 0 | 0 | 334930 | 56472919
2039-05-01 | 956057 | 3363776 | 1637649 | 816180 | 0 | 65996 | 0 | 7662215 | 4356.46 | 0 | 7506.5 | 2307682 | 2149497 | 0 | 60729 | 29687573
2039-06-01 | 258387 | 3594816 | 1679541 | 1508669 | 0 | 52436 | 0 | 8082650 | 56.274 | 0 | 84.216 | 1871741 | 2664926 | 0 | 849.54 | 21056830
2039-07-01 | 121918 | 0 | 218098 | 2164006 | 0 | 50695 | 0 | 7199815 | 15.7457 | 0 | 36.779 | 2783276 | 1708505 | 0 | 147.65 | 14689995
2039-08-01 | 0 | 0 | 0 | 735363 | 0 | 0 | 0 | 4587815 | 0 | 0 | 0 | 1820402 | 2669894 | 0 | 0 | 9813475
2039-09-01 | 0 | 118097 | 415130 | 0 | 0 | 0 | 0 | 0 | 0 | 0 | 0 | 0 | 138028 | 0 | 0 | 671255
2039-10-01 | 763911 | 2770552 | 2659124 | 710066 | 1000000 | 4208738 | 1017249 | 2521558 | 450106 | 0 | 1833942 | 264088 | 400095 | 0 | 609218 | 19208646
2039-11-01 | 1018831 | 4345634 | 1852650 | 2043891 | 1000000 | 2644484 | 793040 | 3416335 | 663957 | 0 | 0 | 2720875 | 1314392 | 0 | 0 | 21814089
2039-12-01 | 0 | 353670 | 2645816 | 609340 | 236160 | 2249050 | 823415 | 7000518 | 869023 | 0 | 0 | 3340088 | 626942 | 0 | 0 | 18754021
2040-01-01 | 667270 | 3880742 | 429295 | 4411165 | 1000000 | 0 | 2277904 | 11134015 | 0 | 0 | 588673 | 1985088 | 1305989 | 0 | 4771700 | 32451846
2040-02-01 | 2444574 | 147587 | 387470 | 7344488 | 8414.75 | 1915912 | 823019 | 1668320 | 260803 | 0 | 23053 | 3620825 | 550890 | 0 | 297200 | 46691961
2040-03-01 | 153572 | 120981 | 0 | 8126968 | 999875 | 50484.5 | 2896346 | 29029534 | 1547.76 | 0 | 82.719 | 1770512 | 2635786 | 0 | 2157.1 | 70375097
2040-04-01 | 1368689 | 2826616 | 2726950 | 770719 | 5.1592 | 46192.5 | 2896993 | 3460850 | 360476 | 0 | 0 | 2843257 | 0 | 0 | 0 | 23468597
2040-05-01 | 294282 | 264781 | 428935 | 974025 | 0 | 108310 | 0 | 0 | 94857.3 | 0 | 0 | 1883042 | 2485493 | 0 | 0 | 17302165
2040-06-01 | 150989 | 0 | 114020 | 32665.9 | 0 | 44849 | 0 | 0 | 295.808 | 0 | 0 | 1611678 | 2650817 | 0 | 0 | 5722616
2040-07-01 | 142262 | 0 | 109895 | 19661.9 | 0 | 42567 | 0 | 0 | 24.8868 | 0 | 0 | 3036517 | 1174521 | 0 | 0 | 5199771
2040-08-01 | 0 | 0 | 107455 | 17672.5 | 0 | 0 | 0 | 0 | 0 | 0 | 0 | 1621555 | 2589164 | 0 | 0 | 4335846
2040-09-01 | 0 | 0 | 106900 | 0 | 0 | 0 | 0 | 0 | 0 | 0 | 0 | 613033 | 283110 | 0 | 0 | 1003044
2040-10-01 | 406683 | 0 | 45 | 1375199 | 0 | 211770 | 200159 | 0 | 17495.6 | 0 | 0 | 2303068 | 1819470 | 0 | 464.29 | 11607464
2040-11-01 | 118237 | 0 | 100 | 426455 | 0 | 70409 | 200524 | 0 | 648.238 | 0 | 0.020765 | 386295 | 10579.7 | 0 | 0 | 8811781
2040-12-01 | 2650768 | 485798 | 6212916 | 4880696 | 844763 | 14947600 | 2284462 | 5692815 | 3733790 | 0 | 898600 | 2272838 | 844301 | 0 | 10006000 | 55755847
2041-01-01 | 0 | 1981021 | 1702603 | 5704248 | 7497.59 | 552382 | 0 | 2485615 | 0 | 0 | 4221900 | 2648462 | 1318567 | 0 | 0 | 28182143
2041-02-01 | 2629403 | 6803735 | 3502448 | 7485770 | 1000000 | 2696600 | 3683776 | 12624546 | 166738 | 0 | 175720 | 3835594 | 358115 | 0 | 942600 | 68877282
2041-03-01 | 276863 | 10030566 | 5633904 | 8070331 | 3.2885 | 170700 | 2620113 | 2076015 | 102298 | 0 | 17554 | 2864048 | 1349185 | 0 | 5770.1 | 58800322
2041-04-01 | 169067 | 2870172 | 4756843 | 45424.5 | 0.014427 | 44956.7 | 285742 | 0 | 1035.71 | 0 | 0 | 3190946 | 1335468 | 0 | 0 | 29573358
2041-05-01 | 158463 | 6583545 | 3040511 | 22378 | 0 | 41799 | 288322 | 0 | 2.0659 | 0 | 0 | 2333082 | 2181672 | 0 | 0 | 19532925
2041-06-01 | 150985 | 3562224 | 1263250 | 26125 | 0 | 40836 | 0 | 0 | 0 | 0 | 0 | 1956068 | 2618771 | 0 | 0 | 10968316
2041-07-01 | 142683 | 0 | 105525 | 17240.2 | 0 | 39566 | 0 | 0 | 126.313 | 0 | 0 | 2666456 | 1560870 | 0 | 0 | 4986577
2041-08-01 | 0 | 0 | 103495 | 103873 | 0 | 0 | 0 | 0 | 0 | 0 | 0 | 1209274 | 2626343 | 0 | 0 | 4042985
2041-09-01 | 0 | 202410 | 420010 | 0 | 0 | 0 | 0 | 0 | 0 | 0 | 0 | 2148359 | 1307206 | 0 | 0 | 4077985
2041-10-01 | 462620 | 0 | 15 | 39811.8 | 0 | 664250 | 155299 | 0 | 1205.96 | 0 | 0.039877 | 3043516 | 1339571 | 0 | 0 | 16129042
2041-11-01 | 266864 | 0 | 300 | 217165 | 0 | 60410 | 392026 | 0 | 259344 | 0 | 0.036161 | 681107 | 1300404 | 0 | 0 | 20534464
2041-12-01 | 2782029 | 4780210 | 5746719 | 5266306 | 1000000 | 12983200 | 2481357 | 5458375 | 927429 | 0 | 883368 | 3510462 | 0 | 0 | 0 | 45819454
2042-01-01 | 2237616 | 6665527 | 3062518 | 5003203 | 1000000 | 239116 | 2001799 | 12033691 | 245955 | 0 | 198027 | 2675212 | 1291813 | 0 | 1006800 | 54095089
2042-02-01 | 680487 | 3575829 | 5058356 | 6850648 | 1000000 | 281168 | 1106180 | 15301837 | 0 | 0 | 23605.8 | 3394075 | 777704 | 0 | 47238 | 58632836
2042-03-01 | 3519653 | 3734031 | 2386128 | 7340391 | 1000000 | 8102686 | 2605956 | 3293604 | 6532404 | 0 | 18737661 | 4797758 | 1285575 | 0 | 3864124 | 67199972
2042-04-01 | 0 | 2757098 | 1294007 | 0 | 0 | 0 | 0 | 551325 | 213320 | 0 | 0 | 1995770 | 0 | 0 | 0 | 6811520
2042-05-01 | 938779 | 6076600 | 4808427 | 1579031 | 0 | 6581600 | 294373 | 7734715 | 45094.7 | 0 | 189370 | 1683044 | 2371913 | 0 | 1398400 | 43000207
2042-06-01 | 265931 | 687900 | 224585 | 1471037 | 0 | 45463 | 0 | 8760950 | 202.829 | 0 | 441.04 | 1927007 | 2648113 | 0 | 4437.9 | 17140532
2042-07-01 | 116304 | 667000 | 218259 | 2251478 | 0 | 41859 | 0 | 8125415 | 0 | 0 | 0 | 3364994 | 1166611 | 0 | 0 | 16629568
2042-08-01 | 0 | 342870 | 0 | 0 | 0 | 0 | 0 | 3683415 | 0 | 0 | 0 | 2825051 | 2627496 | 0 | 0 | 9478832
2042-09-01 | 0 | 4190500 | 2389049 | 0 | 0 | 0 | 0 | 0 | 0 | 0 | 0 | 143837 | 342042 | 0 | 0 | 7065429
2042-10-01 | 637794 | 2110700 | 434285 | 1417366 | 0 | 142860 | 1190424 | 3032115 | 0.047627 | 0 | 4022.2 | 2376297 | 2089309 | 0 | 46612 | 17561307
2042-11-01 | 669944 | 2353415 | 2815060 | 1021696 | 8908.2 | 0 | 818624 | 4162350 | 0 | 0 | 875220 | 1933500 | 10434.1 | 0 | 0 | 14669156
2042-12-01 | 0 | 14899.9 | 0 | 0 | 0 | 0 | 0 | 0 | 0 | 0 | 0 | 743837 | 348049 | 0 | 6019100 | 7125918
2043-01-01 | 0 | 6095187 | 3238688 | 655422 | 1000000 | 0 | 0 | 13060313 | 419046 | 0 | 0 | 4795549 | 1287763 | 0 | 2066700 | 34322697
2043-02-01 | 2891163 | 1261320 | 4067635 | 6352947 | 1000000 | 6570400 | 3417472 | 808850 | 461946 | 0 | 180861 | 4588601 | 468889 | 0 | 1666900 | 56830420
2043-03-01 | 702186 | 6265205 | 2373415 | 787544 | 753961 | 762996 | 2639522 | 13149204 | 657309 | 0 | 31365.7 | 4786058 | 1297258 | 0 | 1887103 | 36093126
2043-04-01 | 1355511 | 2055170 | 420230 | 8260279 | 1000000 | 6805564 | 284348 | 3494426 | 260790 | 0 | 157897 | 4760070 | 1323247 | 0 | 5941060 | 36118592
2043-05-01 | 150636 | 0 | 117655 | 1611048 | 1000000 | 1755500 | 281295 | 7640315 | 3242.18 | 0 | 55592.4 | 3618748 | 2464584 | 0 | 440410 | 23445498
2043-06-01 | 147892 | 0 | 208460 | 1502243 | 9468.28 | 153710 | 0 | 8531950 | 5940.52 | 0 | 113890 | 4802503 | 1280830 | 0 | 421310 | 17724603
2043-07-01 | 132466 | 0 | 98945 | 1465193 | 5302.61 | 40675 | 0 | 10959015 | 119.773 | 0 | 1199.1 | 4132827 | 1950505 | 0 | 22955 | 19227107
2043-08-01 | 0 | 29.34 | 96575 | 740515 | 0 | 0 | 0 | 811615 | 0 | 0 | 0 | 3467865 | 2615468 | 0 | 0 | 7732068
2043-09-01 | 0 | 0 | 96050 | 0 | 0 | 0 | 0 | 0 | 0 | 0 | 0 | 3124950 | 1455596 | 0 | 0 | 4676596
2043-10-01 | 369448 | 2988907 | 4914803 | 773683 | 6547 | 2846520 | 669862 | 3572715 | 0 | 0 | 1957200 | 1008338 | 1734.03 | 0 | 1314200 | 20424022
2043-11-01 | 1246195 | 11499.3 | 978358 | 0 | 1000000 | 6306636 | 743982 | 5601483 | 746972 | 0 | 0 | 4489398 | 1298572 | 0 | 0 | 22423095
2043-12-01 | 0 | 805395 | 3157505 | 1031148 | 1000000 | 0 | 0 | 5209939 | 0 | 0 | 3994710 | 3639005 | 267635 | 0 | 0 | 25259527
2044-01-01 | 2342578 | 5344700 | 3506617 | 5836477 | 4019.25 | 6128700 | 283463 | 12623015 | 180635 | 0 | 96023 | 4790559 | 1292752 | 0 | 456760 | 46890462
2044-02-01 | 680036 | 3806700 | 1412118 | 0 | 999900 | 608928 | 2944439 | 3770720 | 3941780 | 0 | 1582130 | 5291060 | 792031 | 0 | 7662000 | 52478159
2044-03-01 | 3573937 | 6659282 | 5591163 | 8240092 | 999875 | 6373500 | 2893412 | 13399682 | 1456920 | 0 | 60785.9 | 4781103 | 1302212 | 0 | 1325700 | 56657745
2044-04-01 | 771777 | 3130699 | 1657148 | 770902 | 999850 | 822750 | 286074 | 3507477 | 333429 | 0 | 178681 | 4753739 | 1329572 | 0 | 1875100 | 47480966
2044-05-01 | 118895 | 3060700 | 2957243 | 785589 | 1000000 | 47122 | 0 | 4660815 | 99993.6 | 0 | 24666.3 | 4766062 | 1317252 | 0 | 417130 | 19452569
2044-06-01 | 264805 | 3517000 | 1678942 | 1443302 | 3771.01 | 45220 | 0 | 8145850 | 711.357 | 0 | 21741 | 3442469 | 2640862 | 0 | 436030 | 22296466
2044-07-01 | 119364 | 92540 | 0 | 1442203 | 0 | 0 | 0 | 2571515 | 0 | 0 | 4762.8 | 4658794 | 1424539 | 0 | 4803.9 | 10753534
2044-08-01 | 0 | 25.04 | 97265 | 21016.4 | 0 | 0 | 0 | 0 | 0 | 0 | 0 | 3422270 | 2661063 | 0 | 0 | 6201640
2044-09-01 | 0 | 0 | 108610 | 0 | 0 | 0 | 0 | 0 | 0 | 0 | 0 | 3674814 | 611275 | 0 | 0 | 4394699
2044-10-01 | 673539 | 43320 | 235 | 1458102 | 51.3602 | 551495 | 433863 | 3864415 | 46042.4 | 0 | 781270 | 3547056 | 808962 | 0 | 2929300 | 18892786
2044-11-01 | 377759 | 41204 | 3132955 | 1113458 | 961470 | 2277680 | 1116876 | 4910450 | 595700 | 0 | 0 | 1977356 | 1310220 | 0 | 0 | 17815128
2044-12-01 | 670681 | 4781756 | 3192164 | 0 | 0 | 5172370 | 281524 | 2440615 | 0 | 0 | 0 | 5694163 | 388974 | 0 | 0 | 22622247
2045-01-01 | 2262089 | 3244862 | 2386356 | 4859440 | 0.57081 | 199032 | 2346676 | 6993615 | 321577 | 0 | 906.02 | 4771189 | 1311933 | 0 | 3864.3 | 36360779
2045-02-01 | 155693 | 6207005 | 2091320 | 7263358 | 2.6503 | 1850100 | 2516600 | 614740 | 0 | 0 | 19721 | 4867371 | 590404 | 0 | 4300 | 47168013
2045-03-01 | 397371 | 4021732 | 0 | 8077655 | 0.08116 | 2465800 | 290452 | 2893115 | 96737.5 | 0 | 767.85 | 4746773 | 1336543 | 0 | 20734 | 26077662
2045-04-01 | 137387 | 47137.2 | 0 | 110367 | 0 | 26066 | 2926733 | 0 | 9841.63 | 0 | 0 | 4776754 | 1306576 | 0 | 0 | 44004649
2045-05-01 | 123449 | 0 | 0 | 22292.1 | 0.016248 | 54.3964 | 30735.2 | 0 | 39.1825 | 0 | 0 | 3769233 | 2314098 | 0 | 0 | 11111341
2045-06-01 | 118737 | 0 | 0 | 565635 | 0 | 24960 | 0 | 0 | 670.121 | 0 | 0 | 3472870 | 2610462 | 0 | 0 | 7935863
2045-07-01 | 111719 | 0 | 0 | 27213.9 | 0 | 17370 | 0 | 0 | 0 | 0 | 0 | 4809337 | 1273996 | 0 | 0 | 6899412
2045-08-01 | 0 | 0 | 105115 | 164103 | 0 | 0 | 0 | 0 | 0 | 0 | 0 | 3426416 | 2656897 | 0 | 0 | 6352531
2045-09-01 | 0 | 0 | 88260 | 0 | 0 | 0 | 0 | 0 | 0 | 0 | 0 | 3632589 | 275416 | 0 | 0 | 3996265
2045-10-01 | 397304 | 9890 | 45 | 1378917 | 0 | 225610 | 434255 | 0 | 78350.2 | 0 | 0 | 3115812 | 1854257 | 0 | 420.14 | 15224055
2045-11-01 | 524478 | 759000 | 0 | 2483094 | 0.16103 | 392080 | 420150 | 0 | 509339 | 0 | 0 | 4767770 | 1315379 | 0 | 0 | 26366462
2045-12-01 | 2456491 | 3414533 | 5971341 | 3356242 | 1000000 | 5973924 | 2188700 | 7794615 | 0 | 0 | 0 | 3817089 | 0 | 0 | 0 | 35972936
2046-01-01 | 0 | 1253566 | 1528835 | 0 | 1000000 | 6851707 | 0 | 0 | 0 | 0 | 0 | 5347524 | 0 | 0 | 0 | 15981632
2046-02-01 | 3406436 | 138801 | 1002100 | 0 | 700950 | 689631 | 0 | 2506219 | 2255839 | 0 | 90471.3 | 4311817 | 570292 | 0 | 0 | 16463773
2046-03-01 | 706259 | 6844863 | 3926719 | 8039979 | 999875 | 6076000 | 2953234 | 13389470 | 75227.4 | 0 | 28.7998 | 4758989 | 1324321 | 0 | 2317200 | 71532446
2046-04-01 | 2756552 | 9083875 | 5448679 | 8231269 | 1000000 | 1453657 | 0 | 13617276 | 396721 | 0 | 122170 | 4710175 | 1373123 | 0 | 9320400 | 58137821
2046-05-01 | 241414 | 3340623 | 3330427 | 1595508 | 1000000 | 170369 | 290580 | 7539015 | 28918.3 | 0 | 228866 | 3730538 | 2352789 | 0 | 2131200 | 34555477
2046-06-01 | 197728 | 3481889 | 1619520 | 747073 | 0 | 41973.6 | 0 | 6329150 | 86.9045 | 0 | 382.13 | 4789084 | 1294244 | 0 | 366.26 | 19377222
2046-07-01 | 185944 | 598600 | 223243 | 20544.3 | 0.015856 | 40382.6 | 0 | 0 | 151.974 | 0 | 0 | 4203085 | 1880244 | 0 | 0 | 7585386
2046-08-01 | 0 | 442170 | 0 | 16732.1 | 0 | 0 | 0 | 0 | 0 | 0 | 0 | 3500227 | 2583107 | 0 | 0 | 6542235
2046-09-01 | 0 | 2172900 | 2433276 | 0 | 0 | 0 | 0 | 0 | 0 | 0 | 0 | 3087013 | 1482745 | 0 | 0 | 9175934
2046-10-01 | 597758 | 5271500 | 2131892 | 1427700 | 0 | 443230 | 0 | 228405 | 70326.7 | 0 | 18377 | 671091 | 2721.31 | 0 | 6460.7 | 15845112
2046-11-01 | 673149 | 852982 | 3108791 | 1187003 | 1000000 | 3934250 | 1427235 | 4293050 | 1583120 | 0 | 2940190 | 4789780 | 1293333 | 0 | 0 | 29294793
2046-12-01 | 0 | 3496693 | 1502879 | 611155 | 1000000 | 4599640 | 2235753 | 3088915 | 976152 | 0 | 0 | 5122181 | 717084 | 0 | 5994800 | 29345323
2047-01-01 | 2195146 | 2053748 | 2389642 | 667632 | 525263 | 357710 | 285452 | 12067704 | 78386.8 | 0 | 0 | 4735053 | 1348258 | 0 | 0 | 26703995
2047-02-01 | 340809 | 3787435 | 4026155 | 7317937 | 999900 | 1376100 | 3248288 | 1634248 | 68323.9 | 0 | 622899 | 2612494 | 568710 | 0 | 0 | 45626820
2047-03-01 | 162918 | 8648043 | 0 | 8090570 | 999875 | 133770 | 2973096 | 14375656 | 1247.63 | 0 | 338356 | 3449498 | 2633831 | 0 | 3789700 | 68151017
2047-04-01 | 153649 | 187859 | 0 | 784562 | 1.8447 | 387080 | 291226 | 16647950 | 0 | 0 | 11832 | 6083309 | 0 | 0 | 673410 | 34517115
2047-05-01 | 152358 | 0 | 0 | 1581853 | 17 | 47.3569 | 0 | 419319 | 6982.19 | 0 | 19809 | 3828532 | 2254801 | 0 | 280190 | 15083626
2047-06-01 | 138709 | 0 | 0 | 111349 | 0 | 21972 | 0 | 0 | 134.756 | 0 | 0 | 3482287 | 2601045 | 0 | 0 | 7683327
2047-07-01 | 130778 | 0 | 0 | 30443.1 | 0 | 25830 | 0 | 0 | 0 | 0 | 0 | 4840969 | 1242363 | 0 | 0 | 6714140
2047-08-01 | 0 | 0 | 56045 | 254871 | 0 | 0 | 0 | 0 | 0 | 0 | 0 | 3470839 | 2612493 | 0 | 0 | 6394249
2047-09-01 | 0 | 0 | 98620 | 0 | 0 | 0 | 0 | 0 | 0 | 0 | 0 | 3880188 | 283174 | 0 | 0 | 4261982
2047-10-01 | 359362 | 0 | 55 | 1520502 | 0 | 156117 | 254811 | 112565 | 2029.5 | 0 | 20346 | 4173376 | 1907408 | 0 | 7340.3 | 10987105
2047-11-01 | 2265436 | 1322859 | 4836150 | 2098411 | 1000000 | 5388900 | 1394346 | 4216550 | 0 | 0 | 4871830 | 3138044 | 10475.2 | 0 | 9837800 | 40689236
2047-12-01 | 1449223 | 704622 | 434035 | 3947664 | 1000000 | 434954 | 0 | 2370215 | 0 | 0 | 0 | 5362942 | 720180 | 0 | 236310 | 16660146
2048-01-01 | 0 | 133523 | 115 | 694217 | 1000000 | 690430 | 433923 | 9044415 | 3474.32 | 0 | 300822 | 4802485 | 1280825 | 0 | 0 | 32173130
2048-02-01 | 768593 | 31120 | 35.3174 | 6160691 | 999700 | 1507900 | 391724 | 5428480 | 18444 | 0 | 883099 | 5599430 | 483727 | 0 | 5994300 | 28267255
2048-03-01 | 135782 | 0 | 0 | 8092728 | 34.5191 | 0 | 102202 | 18822015 | 15177 | 0 | 350360 | 3373542 | 2709788 | 0 | 91532 | 57497183
2048-04-01 | 126257 | 0 | 0 | 775077 | 40 | 27.5611 | 111950 | 1116052 | 187.851 | 0 | 6346.1 | 6083333 | 0 | 0 | 578420 | 18463794
2048-05-01 | 124772 | 0 | 0 | 1420558 | 0.10159 | 52.6806 | 105541 | 0 | 4011.08 | 0 | 0 | 3928963 | 2154368 | 0 | 0 | 14835924
2048-06-01 | 114429 | 0 | 0 | 118885 | 0 | 7066.9 | 0 | 0 | 75.7135 | 0 | 0 | 3470533 | 2612800 | 0 | 0 | 7659859
2048-07-01 | 108042 | 0 | 0 | 40223.1 | 0.054973 | 33811.9 | 0 | 0 | 0 | 0 | 0 | 4408103 | 1675219 | 0 | 0 | 6715737
2048-08-01 | 0 | 0 | 5085 | 66145.9 | 0 | 0 | 0 | 0 | 0 | 0 | 0 | 3399650 | 2683662 | 0 | 0 | 6154543
2048-09-01 | 0 | 0 | 310800 | 0 | 0 | 0 | 0 | 0 | 0 | 0 | 0 | 2949197 | 1427298 | 0 | 0 | 4687295
2048-10-01 | 589526 | 793196 | 1196529 | 723221 | 1000000 | 2052310 | 1651322 | 2583115 | 98812.4 | 0 | 90664.9 | 1638984 | 1752.13 | 0 | 0 | 12419434
2048-11-01 | 2234116 | 2520722 | 4744181 | 2320049 | 11639.4 | 6982380 | 1339007 | 86240 | 677645 | 0 | 0 | 4702679 | 1307125 | 0 | 0 | 26925782
2048-12-01 | 909827 | 1686112 | 1481410 | 4221574 | 1000000 | 1009850 | 869974 | 7435915 | 169722 | 0 | 808200 | 6083309 | 0 | 0 | 240690 | 32754218
2049-01-01 | 0 | 1969501 | 3181318 | 617564 | 1000000 | 3656000 | 1500391 | 8052915 | 1547410 | 0 | 590890 | 1484016 | 1307572 | 0 | 3997200 | 28904817
2049-02-01 | 0 | 395520 | 0.068894 | 0 | 13540.4 | 564590 | 0 | 796570 | 0 | 0 | 0 | 2054849 | 0 | 0 | 0 | 3825070
2049-03-01 | 3391763 | 6309755 | 5238230 | 7469629 | 755748 | 763024 | 2913485 | 13042676 | 1425930 | 0 | 3376790 | 4771537 | 1311765 | 0 | 1313500 | 67458656
2049-04-01 | 180350 | 5805100 | 3096646 | 1567695 | 999850 | 6054000 | 281268 | 3436332 | 10500.1 | 0 | 98904.5 | 4792802 | 1290509 | 0 | 5200400 | 33799618
2049-05-01 | 171987 | 3828562 | 3346987 | 806045 | 1000000 | 41537.7 | 0 | 7842350 | 4406.13 | 0 | 227.912 | 3896009 | 2187162 | 0 | 13599 | 33786485
2049-06-01 | 155740 | 3218358 | 1620973 | 1487815 | 1000000 | 39821.3 | 0 | 8155586 | 68.8643 | 0 | 11548.4 | 3452836 | 2630491 | 0 | 508540 | 22865580
2049-07-01 | 146687 | 368650 | 226416 | 2263573 | 4230.15 | 39850 | 0 | 7879015 | 0 | 0 | 1702.4 | 4722217 | 1361107 | 0 | 42141 | 17453135
2049-08-01 | 0 | 691300 | 222592 | 0 | 0 | 0 | 0 | 3727715 | 0 | 0 | 0 | 3361462 | 2721872 | 0 | 0 | 10724941
2049-09-01 | 0 | 2353005 | 2366114 | 0 | 0 | 0 | 0 | 0 | 0 | 0 | 0 | 3732250 | 302989 | 0 | 0 | 8754357
2049-10-01 | 405071 | 5614100 | 4023463 | 2112111 | 999412 | 642150 | 0 | 4196315 | 2115.5 | 0 | 89838 | 4558394 | 1521002 | 0 | 647950 | 28355131
2049-11-01 | 120060 | 4451784 | 2405558 | 3934179 | 0 | 36151 | 0 | 3550050 | 908.997 | 0 | 4982.7 | 2741553 | 1339331 | 0 | 9220.7 | 33893491
2049-12-01 | 2602456 | 8558.52 | 0 | 4099787 | 1000000 | 15853000 | 2939470 | 2951228 | 0 | 0 | 0 | 4981285 | 624415 | 0 | 0 | 35060200
2050-01-01 | 0 | 235098 | 0.28992 | 0 | 0 | 0 | 0 | 814612 | 0 | 0 | 0 | 3170112 | 0 | 0 | 0 | 4219823
2050-02-01 | 0 | 254668 | 0.0084311 | 0 | 1000000 | 0 | 0 | 0 | 0 | 0 | 877410 | 621209 | 693654 | 0 | 0 | 3446942
2050-03-01 | 3140091 | 6587365 | 3597574 | 8181312 | 835467 | 784824 | 0 | 14033008 | 117796 | 0 | 2341950 | 4780391 | 1302927 | 0 | 828070 | 63502726
2050-04-01 | 430180 | 2797856 | 3305109 | 778888 | 6042.46 | 6401556 | 2900327 | 3557650 | 7026.49 | 0 | 172870 | 4771418 | 1311879 | 0 | 3931800 | 36641172
2050-05-01 | 393121 | 3381978 | 1658164 | 779059 | 1000000 | 150006 | 284855 | 4139515 | 7823.69 | 0 | 93589.8 | 4776662 | 1306650 | 0 | 704650 | 24714397
2050-06-01 | 303807 | 3827800 | 1714917 | 1493702 | 4077.14 | 62006.1 | 0 | 7951650 | 3742.53 | 0 | 5730.6 | 3491247 | 2592055 | 0 | 73946 | 22531929
2050-07-01 | 111628 | 348248 | 222821 | 2193007 | 790512 | 57981 | 0 | 7912697 | 5184.26 | 0 | 4072 | 4711603 | 1371612 | 0 | 0 | 17943976
2050-08-01 | 0 | 423880 | 0 | 0 | 0 | 0 | 0 | 3718615 | 0 | 0 | 0 | 3399290 | 2684044 | 0 | 0 | 10225828
2050-09-01 | 0 | 4550400 | 2376379 | 0 | 0 | 0 | 0 | 0 | 0 | 0 | 0 | 3149609 | 1445677 | 0 | 0 | 11522064
2050-10-01 | 1124611 | 2945800 | 3432218 | 1375427 | 999631 | 210670 | 613.146 | 2443815 | 43348.4 | 0 | 15690 | 2646792 | 1270.93 | 0 | 631380 | 19351508
2050-11-01 | 0 | 436038 | 583831 | 2522927 | 999596 | 1354140 | 1166255 | 7791650 | 0 | 0 | 872600 | 1851553 | 1323702 | 0 | 9736400 | 28638704
2050-12-01 | 0 | 159685 | 0.080896 | 0 | 7987.74 | 0 | 0 | 364945 | 0 | 0 | 0 | 2635537 | 270218 | 0 | 0 | 3438373
2051-01-01 | 0 | 461514 | 860200 | 0 | 0 | 0 | 0 | 0 | 0 | 0 | 0 | 3843360 | 0 | 0 | 0 | 5165074
2051-02-01 | 0 | 9822.46 | 0 | 6761062 | 14383.6 | 0 | 0 | 1624820 | 0 | 0 | 0 | 0 | 378604 | 0 | 0 | 8788692
2051-03-01 | 0 | 9104.36 | 0 | 773494 | 0 | 696921 | 0 | 788375 | 0 | 0 | 0 | 0 | 0 | 0 | 2552.2 | 23406480
2051-04-01 | 0 | 7240 | 1248711 | 0 | 2099.88 | 5402751 | 0 | 9852050 | 0 | 0 | 0 | 0 | 0 | 0 | 0 | 16512852
2051-05-01 | 0 | 2082659 | 0 | 0 | 0 | 0 | 0 | 3058815 | 0 | 0 | 0 | 0 | 0 | 0 | 0 | 5141474
2051-06-01 | 0 | 11727.1 | 0 | 0 | 0 | 0 | 0 | 0 | 0 | 0 | 0 | 0 | 0 | 0 | 0 | 11727.1
2051-07-01 | 0 | 8527.45 | 0 | 0 | 0 | 0 | 0 | 0 | 0 | 0 | 0 | 0 | 593460 | 0 | 0 | 601987
2051-08-01 | 0 | 0 | 0 | 0 | 0 | 0 | 0 | 0 | 0 | 0 | 0 | 635844 | 0 | 0 | 0 | 635844
Sum | 223498289 | 844511557 | 620146408 | 716296599 | 103740197 | 509135970 | 238091280 | 1649775677 | 99800886 | 0 | 147953127 | 1053407994 | 487450110 | 0 | 330790983 | 8708756215

## SW Domestic
Transmission Link Flow
Scenario: Wastewater Reuse No Desal, All months (12)
Cubic Meter
| "Transmission Link from Ahl Souss to Ait Baha" | "Transmission Link from Complexe Abdelmoumen Dkhika to Agadir" | "Transmission Link from Moulay Abdellah to Agadir" | "Transmission Link from Withdrawal Node 1 to AEP_SEl Guerdane" | "Transmission Link from Youssef Ben Tachefine to Lakhssass" | "Transmission Link from Youssef Ben Tachefine to Sidi Ifni" | "Transmission Link from Youssef Ben Tachefine to Tafraout" | "Transmission Link from Youssef Ben Tachefine to Tiznit" | Sum
2018-09-01 | 18058.4 | 0 | 3717666 | 32418 | 12600 | 60656 | 19886.4 | 308982 | 4170266
2018-10-01 | 18660.4 | 0 | 3841588 | 33498.8 | 13020 | 62677.9 | 20549.3 | 319281 | 4309276
2018-11-01 | 18058.4 | 0 | 3717666 | 32418 | 12600 | 60656 | 19886.4 | 308982 | 4170266
2018-12-01 | 18660.4 | 0 | 3841588 | 33498.8 | 13020 | 62677.9 | 20549.3 | 319281 | 4309276
2019-01-01 | 18660.4 | 0 | 3841588 | 33498.8 | 13020 | 62677.9 | 20549.3 | 319281 | 4309276
2019-02-01 | 16854.5 | 0 | 3469821 | 30257 | 11760 | 56612.3 | 18560.7 | 288383 | 3892249
2019-03-01 | 18660.4 | 0 | 3841588 | 33498 | 13020 | 62677.9 | 20549.3 | 319281 | 4309275
2019-04-01 | 18058.4 | 0 | 3717666 | 32418 | 12600 | 60656 | 19886.4 | 308982 | 4170266
2019-05-01 | 18660.4 | 1865.05 | 3839723 | 33498 | 13020 | 62677.9 | 20549.3 | 319281 | 4309275
2019-06-01 | 18058.4 | 0 | 3717666 | 32418 | 12600 | 60656 | 19886.4 | 308982 | 4170266
2019-07-01 | 18660.4 | 726.727 | 3840861 | 26653 | 13020 | 62677.9 | 20549.3 | 319281 | 4302430
2019-08-01 | 18660.4 | 5852.81 | 3835735 | 162.96 | 13020 | 62677.9 | 20549.3 | 319281 | 4275940
2019-09-01 | 18374 | 9595.92 | 3347470 | 33368 | 12776.4 | 61505.2 | 20394.9 | 319361 | 3822846
2019-10-01 | 18986.5 | 0 | 3468968 | 34480 | 13202.3 | 63555.4 | 21074.7 | 330006 | 3950274
2019-11-01 | 18374 | 424.747 | 3356641 | 33368 | 12776.4 | 61505.2 | 20394.9 | 319361 | 3822846
2019-12-01 | 18986.5 | 4246.28 | 3464681 | 34480 | 13202.3 | 63555.4 | 21074.7 | 330006 | 3950232
2020-01-01 | 18986.5 | 3786.14 | 3465182 | 34480 | 13202.3 | 63555.4 | 21074.7 | 330006 | 3950274
2020-02-01 | 17149.1 | 0 | 3133262 | 31143.8 | 11924.7 | 57404.9 | 19035.2 | 298070 | 3567990
2020-03-01 | 18986.5 | 0 | 3468968 | 34480.6 | 13202.3 | 63555.4 | 21074.7 | 330006 | 3950274
2020-04-01 | 18374 | 0 | 3357066 | 33368.4 | 12776.4 | 61505.2 | 20394.9 | 319361 | 3822846
2020-05-01 | 18986.5 | 11608.3 | 3457319 | 34480 | 13202.3 | 63555.4 | 21074.7 | 330006 | 3950232
2020-06-01 | 18374 | 8588 | 3348422 | 33368 | 12776.4 | 61505.2 | 20394.9 | 319361 | 3822789
2020-07-01 | 18986.5 | 4.625 | 3468975 | 34480 | 13202.3 | 63555.4 | 21074.7 | 330006 | 3950285
2020-08-01 | 18986.5 | 9629.6 | 3459350 | 34480 | 13202.3 | 63555.4 | 21074.7 | 330006 | 3950285
2020-09-01 | 18561.6 | 0 | 3430616 | 34062 | 12955.3 | 62366.3 | 20819.3 | 327754 | 3907135
2020-10-01 | 19180.3 | 8086 | 3536884 | 35198 | 13387.2 | 64445.2 | 21513.3 | 338679 | 4037373
2020-11-01 | 18561.6 | 1764.02 | 3428852 | 34062 | 12955.3 | 62366.3 | 20819.3 | 327754 | 3907135
2020-12-01 | 19180.3 | 1635.94 | 3543287 | 35198 | 13387.2 | 64445.2 | 21513.3 | 338679 | 4037326
2021-01-01 | 19180.3 | 0 | 3544970 | 35198 | 13387.2 | 64445.2 | 21513.3 | 338679 | 4037373
2021-02-01 | 17324.2 | 0 | 3201909 | 31791 | 12091.6 | 58208.5 | 19431.3 | 305904 | 3646659
2021-03-01 | 19180.3 | 0 | 3544970 | 35198.3 | 13387.2 | 64445.2 | 21513.3 | 338679 | 4037374
2021-04-01 | 18561.6 | 183.928 | 3430341 | 34062 | 12955.3 | 62366.3 | 20819.3 | 327754 | 3907044
2021-05-01 | 19180.3 | 7955.21 | 3537015 | 8943.5 | 13387.2 | 64445.2 | 21513.3 | 338679 | 4011119
2021-06-01 | 18561.6 | 0 | 3430661 | 55.65 | 12955.3 | 62366.3 | 20819.3 | 327754 | 3873174
2021-07-01 | 19180.3 | 1775.15 | 3543195 | 14.283 | 13387.2 | 64445.2 | 21513.3 | 338679 | 4002189
2021-08-01 | 19180.3 | 3701.28 | 3541269 | 129.23 | 13387.2 | 64445.2 | 21513.3 | 338679 | 4002304
2021-09-01 | 18749.2 | 6855.1 | 3497311 | 34757 | 13136.7 | 63239.4 | 21243.7 | 336147 | 3991440
2021-10-01 | 19374.2 | 0 | 3620972 | 134.23 | 13574.6 | 65347.4 | 21951.8 | 347352 | 4088706
2021-11-01 | 18749.2 | 0 | 3504167 | 282.74 | 13136.7 | 63239.4 | 21243.7 | 336147 | 3956966
2021-12-01 | 19374.2 | 0 | 3620972 | 11.191 | 13574.6 | 65347.4 | 21951.8 | 347352 | 4088583
2022-01-01 | 19374.2 | 0 | 3620972 | 35915 | 13574.6 | 65347.4 | 21951.8 | 347352 | 4124487
2022-02-01 | 17499.3 | 0 | 3270561 | 32440.2 | 12260.9 | 59023.5 | 19827.5 | 313737 | 3725350
2022-03-01 | 19374.2 | 0 | 3620972 | 35915.9 | 13574.6 | 65347.4 | 21951.8 | 347352 | 4124488
2022-04-01 | 18749.2 | 787.928 | 3503379 | 34757 | 13136.7 | 63239.4 | 21243.7 | 336147 | 3991440
2022-05-01 | 19374.2 | 0 | 3620972 | 35915.9 | 13574.6 | 65347.4 | 21951.8 | 347352 | 4124488
2022-06-01 | 18749.2 | 0 | 3504217 | 34757 | 13136.7 | 63239.4 | 21243.7 | 336147 | 3991490
2022-07-01 | 19374.2 | 1813.77 | 3619156 | 35915 | 13574.6 | 65347.4 | 21951.8 | 347352 | 4124485
2022-08-01 | 19374.2 | 4742 | 3616228 | 35915 | 13574.6 | 65347.4 | 21951.8 | 347352 | 4124485
2022-09-01 | 18936.8 | 1430.01 | 3576287 | 35451 | 13320.6 | 64124.8 | 21668.1 | 344540 | 4075758
2022-10-01 | 19568 | 0 | 3697030 | 36633 | 13764.6 | 66262.3 | 22390.4 | 356025 | 4211674
2022-11-01 | 18936.8 | 2907.84 | 3574809 | 35451 | 13320.6 | 64124.8 | 21668.1 | 344540 | 4075758
2022-12-01 | 19568 | 0 | 3697030 | 36633 | 13764.6 | 66262.3 | 22390.4 | 356025 | 4211674
2023-01-01 | 19568 | 185836 | 3181585 | 36633 | 13764.6 | 66262.3 | 22390.4 | 356025 | 3882064
2023-02-01 | 17674.4 | 0 | 3339202 | 33088 | 12432.6 | 59849.8 | 20223.6 | 321571 | 3804042
2023-03-01 | 19568 | 0 | 3697030 | 11435 | 13764.6 | 66262.3 | 22390.4 | 356025 | 4186476
2023-04-01 | 18936.8 | 0 | 3577822 | 73.23 | 13320.6 | 64124.8 | 21668.1 | 344540 | 4040486
2023-05-01 | 19568 | 0 | 3697030 | 254.2 | 13764.6 | 66262.3 | 22390.4 | 356025 | 4175295
2023-06-01 | 18936.8 | 0 | 3577822 | 123.62 | 13320.6 | 64124.8 | 21668.1 | 344540 | 4040536
2023-07-01 | 19568 | 22.9 | 1841182 | 261.24 | 13764.6 | 66262.3 | 22390.4 | 356025 | 2319476
2023-08-01 | 19568 | 100454 | 308134 | 88.369 | 13764.6 | 66262.3 | 22390.4 | 356025 | 886686
2023-09-01 | 19124.4 | 0 | 235787 | 36146 | 13507.1 | 65022.5 | 22092.6 | 352933 | 744613
2023-10-01 | 19761.9 | 215777 | 47709.7 | 92.858 | 13957.3 | 67189.9 | 22829 | 364698 | 752016
2023-11-01 | 19124.4 | 0 | 3651267 | 36146 | 13507.1 | 65022.5 | 22092.6 | 352933 | 4160093
2023-12-01 | 19761.9 | 0 | 3772976 | 37351 | 13957.3 | 67189.9 | 22829 | 364698 | 4298763
2024-01-01 | 19761.9 | 0 | 3773027 | 37351 | 13957.3 | 67189.9 | 22829 | 364698 | 4298814
2024-02-01 | 17849.5 | 5521.43 | 3402376 | 33736 | 12606.6 | 60687.7 | 20619.7 | 329405 | 3882801
2024-03-01 | 19761.9 | 0 | 3772976 | 638.82 | 13957.3 | 67189.9 | 22829 | 364698 | 4262051
2024-04-01 | 19124.4 | 0 | 3651267 | 12.318 | 13507.1 | 65022.5 | 22092.6 | 352933 | 4123959
2024-05-01 | 19761.9 | 0 | 3773027 | 252.79 | 13957.3 | 67189.9 | 22829 | 364698 | 4261716
2024-06-01 | 19124.4 | 24.9 | 3657341 | 53.605 | 13507.1 | 65022.5 | 22092.6 | 352933 | 4130100
2024-07-01 | 19761.9 | 29.8 | 3778146 | 212.99 | 13957.3 | 67189.9 | 22829 | 364698 | 4266825
2024-08-01 | 19761.9 | 29.7 | 3775852 | 8.0388 | 13957.3 | 67189.9 | 22829 | 364698 | 4264326
2024-09-01 | 19312 | 0 | 3724872 | 36840 | 13696.2 | 65932.8 | 22517 | 361327 | 4244497
2024-10-01 | 19955.7 | 0 | 3849093 | 75.179 | 14152.7 | 68130.6 | 23267.5 | 373371 | 4348046
2024-11-01 | 19312 | 0 | 3724817 | 36840 | 13696.2 | 65932.8 | 22517 | 361327 | 4244442
2024-12-01 | 19955.7 | 0 | 3848978 | 38068 | 14152.7 | 68130.6 | 23267.5 | 373371 | 4385923
2025-01-01 | 19955.7 | 0 | 3848978 | 38068.8 | 14152.7 | 68130.6 | 23267.5 | 373371 | 4385924
2025-02-01 | 18024.5 | 0 | 3476500 | 34384.7 | 12783.1 | 61537.3 | 21015.8 | 337238 | 3961484
2025-03-01 | 19955.7 | 2094.36 | 3846883 | 38068 | 14152.7 | 68130.6 | 23267.5 | 373371 | 4385923
2025-04-01 | 19312 | 13288.9 | 3711528 | 36840.8 | 13696.2 | 65932.8 | 22517 | 361327 | 4244443
2025-05-01 | 19955.7 | 7939.63 | 3841020 | 38068 | 14152.7 | 68130.6 | 23267.5 | 373371 | 4385905
2025-06-01 | 19312 | 22669.4 | 3702171 | 36840 | 13696.2 | 65932.8 | 22517 | 361327 | 4244465
2025-07-01 | 19955.7 | 747394 | 3101566 | 38068 | 14152.7 | 68130.6 | 23267.5 | 373371 | 4385905
2025-08-01 | 19955.7 | 746604 | 3102356 | 65.333 | 14152.7 | 68130.6 | 23267.5 | 373371 | 4347903
2025-09-01 | 19509 | 743334 | 3063076 | 33666 | 13887.9 | 66855.9 | 22986.2 | 370823 | 4334138
2025-10-01 | 20159.3 | 747761 | 3185519 | 96.463 | 14350.9 | 69084.4 | 23752.4 | 383184 | 4443907
2025-11-01 | 19509 | 749716 | 3056640 | 37607 | 13887.9 | 66855.9 | 22986.2 | 370823 | 4338025
2025-12-01 | 20159.3 | 750000 | 216547 | 38861 | 14350.9 | 69084.4 | 23752.4 | 383184 | 1515938
2026-01-01 | 20159.3 | 749985 | 731336 | 31361 | 14350.9 | 69084.4 | 23752.4 | 383184 | 2023213
2026-02-01 | 18208.4 | 0 | 3552620 | 35100 | 12962.1 | 62398.8 | 21453.7 | 346101 | 4048844
2026-03-01 | 20159.3 | 0 | 3933258 | 31571 | 14350.9 | 69084.4 | 23752.4 | 383184 | 4475359
2026-04-01 | 19509 | 0 | 3806378 | 4683.9 | 13887.9 | 66855.9 | 22986.2 | 370823 | 4305124
2026-05-01 | 20159.3 | 7179.12 | 3926101 | 145.44 | 14350.9 | 69084.4 | 23752.4 | 383184 | 4443956
2026-06-01 | 19509 | 0 | 3806378 | 37607 | 13887.9 | 66855.9 | 22986.2 | 370823 | 4338047
2026-07-01 | 20159.3 | 4894.91 | 3928385 | 38861 | 14350.9 | 69084.4 | 23752.4 | 383184 | 4482672
2026-08-01 | 20159.3 | 582178 | 3351162 | 21898 | 14350.9 | 69084.4 | 23752.4 | 383184 | 4465769
2026-09-01 | 19705.9 | 0 | 3888003 | 38374 | 14082.4 | 67791.9 | 23455.3 | 380319 | 4431731
2026-10-01 | 20362.8 | 747738 | 3269700 | 45.637 | 14551.8 | 70051.6 | 24237.2 | 392997 | 4539683
2026-11-01 | 19705.9 | 746823 | 3141104 | 38374 | 14082.4 | 67791.9 | 23455.3 | 380319 | 4431656
2026-12-01 | 20362.8 | 749732 | 3267768 | 87.762 | 14551.8 | 70051.6 | 24237.2 | 392997 | 4539788
2027-01-01 | 20362.8 | 750000 | 1451656 | 7866.6 | 14551.8 | 70051.6 | 24237.2 | 392997 | 2731722
2027-02-01 | 18392.2 | 1333.05 | 3627411 | 35816 | 13143.5 | 63272.4 | 21891.7 | 354965 | 4136224
2027-03-01 | 20362.8 | 344100 | 2838280 | 39653.8 | 14551.8 | 70051.6 | 24237.2 | 392997 | 3744234
2027-04-01 | 19705.9 | 138397 | 25619.9 | 6763.5 | 14082.4 | 67791.9 | 23455.3 | 380319 | 676135
2027-05-01 | 20362.8 | 180077 | 47.3739 | 85.844 | 14551.8 | 70051.6 | 24237.2 | 392997 | 702410
2027-06-01 | 19705.9 | 26.5 | 1527.24 | 84.435 | 14082.4 | 67791.9 | 23455.3 | 380319 | 506993
2027-07-01 | 20362.8 | 31.2 | 108425 | 265.58 | 14551.8 | 70051.6 | 24237.2 | 392997 | 630922
2027-08-01 | 20362.8 | 29.7 | 198251 | 99.132 | 14551.8 | 70051.6 | 24237.2 | 392997 | 720580
2027-09-01 | 19902.9 | 0 | 276347 | 39141 | 14279.5 | 68741 | 23924.5 | 389815 | 832151
2027-10-01 | 20566.3 | 0 | 4101818 | 40446 | 14755.5 | 71032.3 | 24722 | 402809 | 4676149
2027-11-01 | 19902.9 | 0 | 3969501 | 39141 | 14279.5 | 68741 | 23924.5 | 389815 | 4525305
2027-12-01 | 20566.3 | 0 | 4101818 | 40446.3 | 14755.5 | 71032.3 | 24722 | 402809 | 4676150
2028-01-01 | 20566.3 | 0 | 4101823 | 40446.3 | 14755.5 | 71032.3 | 24722 | 402809 | 4676155
2028-02-01 | 18576 | 0 | 3704873 | 36532.1 | 13327.6 | 64158.2 | 22329.6 | 363828 | 4223624
2028-03-01 | 20566.3 | 0 | 4101823 | 40446.3 | 14755.5 | 71032.3 | 24722 | 402809 | 4676155
2028-04-01 | 19902.9 | 13388.9 | 3956161 | 39141 | 14279.5 | 68741 | 23924.5 | 389815 | 4525354
2028-05-01 | 20566.3 | 0 | 4101873 | 40446 | 14755.5 | 71032.3 | 24722 | 402809 | 4676205
2028-06-01 | 19902.9 | 255956 | 3713594 | 39141 | 14279.5 | 68741 | 23924.5 | 389815 | 4525354
2028-07-01 | 20566.3 | 743902 | 3357908 | 40446 | 14755.5 | 71032.3 | 24722 | 402809 | 4676141
2028-08-01 | 20566.3 | 746820 | 3354990 | 40446 | 14755.5 | 71032.3 | 24722 | 402809 | 4676141
2028-09-01 | 20099.8 | 748217 | 3302823 | 39908 | 14479.4 | 69703.3 | 24393.7 | 399312 | 4618936
2028-10-01 | 20769.8 | 747314 | 3438757 | 41238 | 14962.1 | 72026.8 | 25206.8 | 412622 | 4772897
2028-11-01 | 20099.8 | 0 | 4051062 | 39908.5 | 14479.4 | 69703.3 | 24393.7 | 399312 | 4618959
2028-12-01 | 20769.8 | 745376 | 3440695 | 41238.8 | 14962.1 | 72026.8 | 25206.8 | 412622 | 4772898
2029-01-01 | 20769.8 | 0 | 4186098 | 41238.8 | 14962.1 | 72026.8 | 25206.8 | 412622 | 4772924
2029-02-01 | 18759.8 | 3663.11 | 3777328 | 37247.9 | 13514.1 | 65056.4 | 22767.5 | 372691 | 4311028
2029-03-01 | 20769.8 | 8814.11 | 4177284 | 41238.8 | 14962.1 | 72026.8 | 25206.8 | 412622 | 4772924
2029-04-01 | 20099.8 | 0 | 4051123 | 39908.5 | 14479.4 | 69703.3 | 24393.7 | 399312 | 4619020
2029-05-01 | 20769.8 | 7945.16 | 4178185 | 41238 | 14962.1 | 72026.8 | 25206.8 | 412622 | 4772956
2029-06-01 | 20099.8 | 4467.8 | 4046572 | 39908 | 14479.4 | 69703.3 | 24393.7 | 399312 | 4618936
2029-07-01 | 20769.8 | 1256.08 | 4184874 | 41238 | 14962.1 | 72026.8 | 25206.8 | 412622 | 4772956
2029-08-01 | 20769.8 | 308.184 | 4185822 | 41238 | 14962.1 | 72026.8 | 25206.8 | 412622 | 4772956
2029-09-01 | 20296.8 | 748262 | 3384278 | 40675 | 14682.1 | 70679.2 | 24862.9 | 408808 | 4712544
2029-10-01 | 20973.3 | 0 | 4270378 | 42031 | 15171.6 | 73035.2 | 25691.7 | 422435 | 4869715
2029-11-01 | 20296.8 | 0 | 4132624 | 40675 | 14682.1 | 70679.2 | 24862.9 | 408808 | 4712628
2029-12-01 | 20973.3 | 0 | 4270378 | 42031.3 | 15171.6 | 73035.2 | 25691.7 | 422435 | 4869716
2030-01-01 | 20973.3 | 626855 | 3643433 | 42031 | 15171.6 | 73035.2 | 25691.7 | 422435 | 4869626
2030-02-01 | 18943.6 | 427819 | 3429302 | 37963.7 | 13703.3 | 65967.2 | 23205.4 | 381554 | 4398459
2030-03-01 | 20973.3 | 4471.81 | 4265906 | 42031.3 | 15171.6 | 73035.2 | 25691.7 | 422435 | 4869716
2030-04-01 | 20296.8 | 0 | 4132624 | 40675.4 | 14682.1 | 70679.2 | 24862.9 | 408808 | 4712628
2030-05-01 | 20973.3 | 0 | 4270440 | 42031 | 15171.6 | 73035.2 | 25691.7 | 422435 | 4869777
2030-06-01 | 20296.8 | 19.1959 | 4132581 | 40675 | 14682.1 | 70679.2 | 24862.9 | 408808 | 4712604
2030-07-01 | 20973.3 | 0 | 4270440 | 42031 | 15171.6 | 73035.2 | 25691.7 | 422435 | 4869777
2030-08-01 | 20973.3 | 2938.54 | 4267411 | 42031 | 15171.6 | 73035.2 | 25691.7 | 422435 | 4869688
2030-09-01 | 20504.2 | 109812 | 4099938 | 41304 | 14887.7 | 71668.7 | 25247 | 415127 | 4798488
2030-10-01 | 21187.7 | 748150 | 3601910 | 42681 | 15384 | 74057.6 | 26088.5 | 428964 | 4958423
2030-11-01 | 20504.2 | 747833 | 3461917 | 41304 | 14887.7 | 71668.7 | 25247 | 415127 | 4798488
2030-12-01 | 21187.7 | 0 | 4350091 | 42681 | 15384 | 74057.6 | 26088.5 | 428964 | 4958454
2031-01-01 | 21187.7 | 169821 | 4180179 | 42681 | 15384 | 74057.6 | 26088.5 | 428964 | 4958363
2031-02-01 | 19137.3 | 0 | 3929114 | 38550.7 | 13895.2 | 66890.8 | 23563.8 | 387452 | 4478603
2031-03-01 | 21187.7 | 0 | 4350091 | 42681.1 | 15384 | 74057.6 | 26088.5 | 428964 | 4958454
2031-04-01 | 20504.2 | 4135.56 | 4205551 | 41304 | 14887.7 | 71668.7 | 25247 | 415127 | 4798425
2031-05-01 | 21187.7 | 2714.74 | 4347345 | 42681 | 15384 | 74057.6 | 26088.5 | 428964 | 4958423
2031-06-01 | 20504.2 | 209545 | 4000205 | 41304 | 14887.7 | 71668.7 | 25247 | 415127 | 4798488
2031-07-01 | 21187.7 | 744499 | 3605561 | 42681 | 15384 | 74057.6 | 26088.5 | 428964 | 4958423
2031-08-01 | 21187.7 | 746790 | 3603270 | 42681 | 15384 | 74057.6 | 26088.5 | 428964 | 4958423
2031-09-01 | 20711.7 | 747367 | 3539467 | 41933.2 | 15096.1 | 72672.1 | 25631.1 | 421445 | 4884324
2031-10-01 | 21402.1 | 748129 | 3681582 | 43330.9 | 15599.3 | 75094.5 | 26485.4 | 435494 | 5047118
2031-11-01 | 20711.7 | 747435 | 3539399 | 41933 | 15096.1 | 72672.1 | 25631.1 | 421445 | 4884323
2031-12-01 | 21402.1 | 749128 | 3680584 | 43330.9 | 15599.3 | 75094.5 | 26485.4 | 435494 | 5047118
2032-01-01 | 21402.1 | 749935 | 1585385 | 43330 | 15599.3 | 75094.5 | 26485.4 | 435494 | 2952725
2032-02-01 | 19330.9 | 749684 | 919295 | 39137.6 | 14089.7 | 67827.2 | 23922.3 | 393349 | 2226635
2032-03-01 | 21402.1 | 233113 | 595607 | 43330 | 15599.3 | 75094.5 | 26485.4 | 435494 | 1446124
2032-04-01 | 20711.7 | 290913 | 60905.7 | 41933 | 15096.1 | 72672.1 | 25631.1 | 421445 | 949308
2032-05-01 | 21402.1 | 127358 | 36607.5 | 43330 | 15599.3 | 75094.5 | 26485.4 | 435494 | 781370
2032-06-01 | 20711.7 | 0 | 223386 | 41933 | 15096.1 | 72672.1 | 25631.1 | 421445 | 820876
2032-07-01 | 21402.1 | 0 | 152550 | 41637 | 15599.3 | 75094.5 | 26485.4 | 435494 | 768262
2032-08-01 | 21402.1 | 0 | 148070 | 17158 | 15599.3 | 75094.5 | 26485.4 | 435494 | 739303
2032-09-01 | 20919.2 | 0 | 147971 | 42562 | 15307.5 | 73689.5 | 26015.1 | 427764 | 754229
2032-10-01 | 21616.5 | 158055 | 81169.9 | 2070.7 | 15817.7 | 76145.8 | 26882.3 | 442023 | 823781
2032-11-01 | 20919.2 | 145187 | 96638.9 | 251.96 | 15307.5 | 73689.5 | 26015.1 | 427764 | 805773
2032-12-01 | 21616.5 | 173.878 | 4509250 | 17644 | 15817.7 | 76145.8 | 26882.3 | 442023 | 5109553
2033-01-01 | 21616.5 | 0 | 4509516 | 34820 | 15817.7 | 76145.8 | 26882.3 | 442023 | 5126821
2033-02-01 | 19524.5 | 0 | 4073111 | 39724 | 14287 | 68776.8 | 24280.8 | 399247 | 4638951
2033-03-01 | 21616.5 | 0 | 4509516 | 18405 | 15817.7 | 76145.8 | 26882.3 | 442023 | 5110406
2033-04-01 | 20919.2 | 165933 | 1055389 | 68.124 | 15307.5 | 73689.5 | 26015.1 | 427764 | 1785085
2033-05-01 | 21616.5 | 28 | 30.9199 | 175.51 | 15817.7 | 76145.8 | 26882.3 | 442023 | 582720
2033-06-01 | 20919.2 | 23.35 | 3117.66 | 72.512 | 15307.5 | 73689.5 | 26015.1 | 427764 | 566909
2033-07-01 | 21616.5 | 31.4 | 2222.51 | 120.03 | 15817.7 | 76145.8 | 26882.3 | 442023 | 584859
2033-08-01 | 21616.5 | 24.28 | 144847 | 115.2 | 15817.7 | 76145.8 | 26882.3 | 442023 | 727472
2033-09-01 | 21126.6 | 0 | 176859 | 2527 | 15521.8 | 74721.1 | 26399.2 | 434083 | 751237
2033-10-01 | 21830.8 | 586.979 | 4588642 | 44630 | 16039.2 | 77211.8 | 27279.2 | 448552 | 5224772
2033-11-01 | 21126.6 | 0 | 4441189 | 43190 | 15521.8 | 74721.1 | 26399.2 | 434083 | 5056231
2033-12-01 | 21830.8 | 0 | 4589229 | 44630 | 16039.2 | 77211.8 | 27279.2 | 448552 | 5224772
2034-01-01 | 21830.8 | 172.119 | 4589057 | 44630 | 16039.2 | 77211.8 | 27279.2 | 448552 | 5224772
2034-02-01 | 19718.2 | 0 | 4145117 | 40311.5 | 14487 | 69739.7 | 24639.3 | 405144 | 4719157
2034-03-01 | 21830.8 | 0 | 4589229 | 44630.6 | 16039.2 | 77211.8 | 27279.2 | 448552 | 5224773
2034-04-01 | 21126.6 | 0 | 4441261 | 43190 | 15521.8 | 74721.1 | 26399.2 | 434083 | 5056303
2034-05-01 | 21830.8 | 0 | 4589293 | 44630 | 16039.2 | 77211.8 | 27279.2 | 448552 | 5224837
2034-06-01 | 21126.6 | 0 | 4441261 | 43190 | 15521.8 | 74721.1 | 26399.2 | 434083 | 5056303
2034-07-01 | 21830.8 | 0 | 4589293 | 44630 | 16039.2 | 77211.8 | 27279.2 | 448552 | 5224837
2034-08-01 | 21830.8 | 0 | 4589293 | 44630 | 16039.2 | 77211.8 | 27279.2 | 448552 | 5224837
2034-09-01 | 21334.1 | 0 | 4518331 | 43819 | 15739.1 | 75767.2 | 26783.3 | 440402 | 5142175
2034-10-01 | 22045.2 | 0 | 4669004 | 45280 | 16263.7 | 78292.8 | 27676.1 | 455082 | 5313644
2034-11-01 | 21334.1 | 118890 | 356622 | 43819 | 15739.1 | 75767.2 | 26783.3 | 440402 | 1099356
2034-12-01 | 22045.2 | 228240 | 247244 | 17791 | 16263.7 | 78292.8 | 27676.1 | 455082 | 1092634
2035-01-01 | 22045.2 | 91272.4 | 44.8766 | 22.005 | 16263.7 | 78292.8 | 27676.1 | 455082 | 690699
2035-02-01 | 19911.8 | 359859 | 1849270 | 20745 | 14689.8 | 70716.1 | 24997.7 | 411041 | 2771231
2035-03-01 | 22045.2 | 0 | 4668942 | 45280.4 | 16263.7 | 78292.8 | 27676.1 | 455082 | 5313581
2035-04-01 | 21334.1 | 288847 | 3929328 | 43819.7 | 15739.1 | 75767.2 | 26783.3 | 440402 | 4842020
2035-05-01 | 22045.2 | 89348.4 | 30633.9 | 45280 | 16263.7 | 78292.8 | 27676.1 | 455082 | 764622
2035-06-01 | 21334.1 | 4.792 | 115565 | 43819 | 15739.1 | 75767.2 | 26783.3 | 440402 | 739414
2035-07-01 | 22045.2 | 0 | 108370 | 45280 | 16263.7 | 78292.8 | 27676.1 | 455082 | 753010
2035-08-01 | 22045.2 | 0 | 106420 | 45280 | 16263.7 | 78292.8 | 27676.1 | 455082 | 751059
2035-09-01 | 21551.5 | 7.602 | 112932 | 44496 | 15959.4 | 76827.9 | 27197.2 | 447208 | 746180
2035-10-01 | 22269.9 | 103863 | 24156.7 | 45980 | 16491.4 | 79388.9 | 28103.8 | 462115 | 782369
2035-11-01 | 21551.5 | 260.736 | 4587891 | 44496 | 15959.4 | 76827.9 | 27197.2 | 447208 | 5221392
2035-12-01 | 22269.9 | 0 | 4741090 | 45980.1 | 16491.4 | 79388.9 | 28103.8 | 462115 | 5395439
2036-01-01 | 22269.9 | 0 | 4741090 | 45980.1 | 16491.4 | 79388.9 | 28103.8 | 462115 | 5395439
2036-02-01 | 20114.7 | 0 | 4282277 | 41530.5 | 14895.5 | 71706.1 | 25384.1 | 417394 | 4873302
2036-03-01 | 22269.9 | 0 | 4741095 | 45980.1 | 16491.4 | 79388.9 | 28103.8 | 462115 | 5395444
2036-04-01 | 21551.5 | 743903 | 3844177 | 44496 | 15959.4 | 76827.9 | 27197.2 | 447208 | 5221320
2036-05-01 | 22269.9 | 0 | 4741095 | 45980 | 16491.4 | 79388.9 | 28103.8 | 462115 | 5395444
2036-06-01 | 21551.5 | 8613.03 | 4579538 | 44496.9 | 15959.4 | 76827.9 | 27197.2 | 447208 | 5221393
2036-07-01 | 22269.9 | 686343 | 4054777 | 45980 | 16491.4 | 79388.9 | 28103.8 | 462115 | 5395469
2036-08-01 | 22269.9 | 743450 | 3997670 | 45980 | 16491.4 | 79388.9 | 28103.8 | 462115 | 5395469
2036-09-01 | 21768.9 | 744505 | 3913372 | 45174 | 16182.9 | 77903.5 | 27611.1 | 454015 | 5300533
2036-10-01 | 22494.5 | 746266 | 4066944 | 46679 | 16722.3 | 80500.3 | 28531.5 | 469149 | 5477287
2036-11-01 | 21768.9 | 0 | 4657972 | 45174 | 16182.9 | 77903.5 | 27611.1 | 454015 | 5300628
2036-12-01 | 22494.5 | 0 | 4813238 | 46679.9 | 16722.3 | 80500.3 | 28531.5 | 469149 | 5477316
2037-01-01 | 22494.5 | 0 | 4813245 | 46679.9 | 16722.3 | 80500.3 | 28531.5 | 469149 | 5477323
2037-02-01 | 20317.6 | 4828.87 | 4342612 | 42162.5 | 15104 | 72710 | 25770.4 | 423747 | 4947253
2037-03-01 | 22494.5 | 266.766 | 4812971 | 46679.9 | 16722.3 | 80500.3 | 28531.5 | 469149 | 5477316
2037-04-01 | 21768.9 | 0 | 4657972 | 45174.1 | 16182.9 | 77903.5 | 27611.1 | 454015 | 5300628
2037-05-01 | 22494.5 | 0 | 4813305 | 46679 | 16722.3 | 80500.3 | 28531.5 | 469149 | 5477382
2037-06-01 | 21768.9 | 1000.34 | 4656940 | 45174 | 16182.9 | 77903.5 | 27611.1 | 454015 | 5300596
2037-07-01 | 22494.5 | 748573 | 4064637 | 46679 | 16722.3 | 80500.3 | 28531.5 | 469149 | 5477287
2037-08-01 | 22494.5 | 747243 | 4065967 | 46679 | 16722.3 | 80500.3 | 28531.5 | 469149 | 5477287
2037-09-01 | 21986.3 | 747160 | 3980618 | 45851 | 16409.4 | 78994.2 | 28025.1 | 460822 | 5379866
2037-10-01 | 22719.2 | 748194 | 4137147 | 47379 | 16956.4 | 81627.3 | 28959.2 | 476183 | 5559164
2037-11-01 | 21986.3 | 747551 | 3980227 | 45851 | 16409.4 | 78994.2 | 28025.1 | 460822 | 5379866
2037-12-01 | 22719.2 | 0 | 4885386 | 47379.6 | 16956.4 | 81627.3 | 28959.2 | 476183 | 5559211
2038-01-01 | 22719.2 | 0 | 4885386 | 47379.6 | 16956.4 | 81627.3 | 28959.2 | 476183 | 5559211
2038-02-01 | 20520.5 | 0 | 4412607 | 42794.5 | 15315.5 | 73727.9 | 26156.7 | 430101 | 5021223
2038-03-01 | 22719.2 | 10702.9 | 4874683 | 47379.6 | 16956.4 | 81627.3 | 28959.2 | 476183 | 5559211
2038-04-01 | 21986.3 | 2482.69 | 4725373 | 45851.2 | 16409.4 | 78994.2 | 28025.1 | 460822 | 5379943
2038-05-01 | 22719.2 | 8728.9 | 4876681 | 47379 | 16956.4 | 81627.3 | 28959.2 | 476183 | 5559234
2038-06-01 | 21986.3 | 1775.36 | 4726065 | 45851 | 16409.4 | 78994.2 | 28025.1 | 460822 | 5379928
2038-07-01 | 22719.2 | 748752 | 4136658 | 47379 | 16956.4 | 81627.3 | 28959.2 | 476183 | 5559234
2038-08-01 | 22719.2 | 747292 | 4138118 | 1707.6 | 16956.4 | 81627.3 | 28959.2 | 476183 | 5513562
2038-09-01 | 22203.7 | 748456 | 4049194 | 36924 | 16639.2 | 80100.1 | 28439 | 467629 | 5449585
2038-10-01 | 22943.8 | 750000 | 3987844 | 83.85 | 17193.8 | 82770.1 | 29386.9 | 483216 | 5373439
2038-11-01 | 22203.7 | 749955 | 197956 | 204.43 | 16639.2 | 80100.1 | 28439 | 467629 | 1563126
2038-12-01 | 22943.8 | 827.703 | 4956707 | 48079 | 17193.8 | 82770.1 | 29386.9 | 483216 | 5641125
2039-01-01 | 22943.8 | 7285.73 | 4950249 | 48079.4 | 17193.8 | 82770.1 | 29386.9 | 483216 | 5641125
2039-02-01 | 20723.5 | 0 | 4477773 | 43426.5 | 15529.9 | 74760.1 | 26543 | 436454 | 5095210
2039-03-01 | 22943.8 | 0 | 4957536 | 48079.4 | 17193.8 | 82770.1 | 29386.9 | 483216 | 5641127
2039-04-01 | 22203.7 | 0 | 4797685 | 46528 | 16639.2 | 80100.1 | 28439 | 467629 | 5459224
2039-05-01 | 22943.8 | 1056.4 | 4956464 | 48079 | 17193.8 | 82770.1 | 29386.9 | 483216 | 5641110
2039-06-01 | 22203.7 | 0 | 4797685 | 46528 | 16639.2 | 80100.1 | 28439 | 467629 | 5459224
2039-07-01 | 22943.8 | 239.387 | 4957281 | 48079 | 17193.8 | 82770.1 | 29386.9 | 483216 | 5641110
2039-08-01 | 22943.8 | 0 | 4957616 | 48079 | 17193.8 | 82770.1 | 29386.9 | 483216 | 5641206
2039-09-01 | 22421.1 | 0 | 4867435 | 47205 | 16872.1 | 81221.5 | 28852.9 | 474436 | 5538443
2039-10-01 | 23168.5 | 0 | 5029683 | 48779.1 | 17434.5 | 83928.9 | 29814.7 | 490250 | 5723059
2039-11-01 | 22421.1 | 0 | 4867435 | 47205.6 | 16872.1 | 81221.5 | 28852.9 | 474436 | 5538444
2039-12-01 | 23168.5 | 0 | 5029683 | 48779.1 | 17434.5 | 83928.9 | 29814.7 | 490250 | 5723059
2040-01-01 | 23168.5 | 0 | 5029683 | 48779 | 17434.5 | 83928.9 | 29814.7 | 490250 | 5723059
2040-02-01 | 20926.4 | 0 | 4542939 | 44058 | 15747.3 | 75806.7 | 26929.4 | 442807 | 5169214
2040-03-01 | 23168.5 | 0 | 5029757 | 48779.1 | 17434.5 | 83928.9 | 29814.7 | 490250 | 5723133
2040-04-01 | 22421.1 | 0 | 4867505 | 45758 | 16872.1 | 81221.5 | 28852.9 | 474436 | 5537066
2040-05-01 | 23168.5 | 0 | 5029757 | 192.46 | 17434.5 | 83928.9 | 29814.7 | 490250 | 5674546
2040-06-01 | 22421.1 | 30.1 | 4871044 | 155.8 | 16872.1 | 81221.5 | 28852.9 | 474436 | 5495033
2040-07-01 | 23168.5 | 27.5 | 5032517 | 26.415 | 17434.5 | 83928.9 | 29814.7 | 490250 | 5677168
2040-08-01 | 23168.5 | 26.53 | 2567320 | 33.62 | 17434.5 | 83928.9 | 29814.7 | 490250 | 3211977
2040-09-01 | 22603.4 | 29.6 | 1019.76 | 4152.8 | 17108.3 | 82358.6 | 29147.4 | 479276 | 635696
2040-10-01 | 23356.9 | 199974 | 261114 | 15.232 | 17678.6 | 85103.9 | 30119 | 495252 | 1112614
2040-11-01 | 22603.4 | 146862 | 63597.3 | 184.5 | 17108.3 | 82358.6 | 29147.4 | 479276 | 841137
2040-12-01 | 23356.9 | 0 | 5080993 | 49276 | 17678.6 | 85103.9 | 30119 | 495252 | 5781779
2041-01-01 | 23356.9 | 0 | 5080994 | 49276 | 17678.6 | 85103.9 | 30119 | 495252 | 5781780
2041-02-01 | 21096.5 | 8739.5 | 4580546 | 44508 | 15967.8 | 76868 | 27204.3 | 447324 | 5222255
2041-03-01 | 23356.9 | 3071.5 | 5077987 | 8273.3 | 17678.6 | 85103.9 | 30119 | 495252 | 5740842
2041-04-01 | 22603.4 | 3022.94 | 4914133 | 69.035 | 17108.3 | 82358.6 | 29147.4 | 479276 | 5547719
2041-05-01 | 23356.9 | 4248.34 | 5076772 | 171.02 | 17678.6 | 85103.9 | 30119 | 495252 | 5732701
2041-06-01 | 22603.4 | 0 | 4917161 | 27.68 | 17108.3 | 82358.6 | 29147.4 | 479276 | 5547683
2041-07-01 | 23356.9 | 33.25 | 3442203 | 211.14 | 17678.6 | 85103.9 | 30119 | 495252 | 4093958
2041-08-01 | 23356.9 | 25.21 | 1101.58 | 50.559 | 17678.6 | 85103.9 | 30119 | 495252 | 652688
2041-09-01 | 22785.8 | 0 | 1036764 | 48168 | 17347.8 | 83511.6 | 29442 | 484116 | 1722136
2041-10-01 | 23545.3 | 155192 | 108335 | 129.4 | 17926.1 | 86295.4 | 30423.4 | 500254 | 922100
2041-11-01 | 22785.8 | 391911 | 61669.7 | 264.86 | 17347.8 | 83511.6 | 29442 | 484116 | 1091049
2041-12-01 | 23545.3 | 0 | 5132303 | 49774.5 | 17926.1 | 86295.4 | 30423.4 | 500254 | 5840522
2042-01-01 | 23545.3 | 0 | 5132303 | 49774.5 | 17926.1 | 86295.4 | 30423.4 | 500254 | 5840522
2042-02-01 | 21266.7 | 3090.42 | 4632538 | 44957 | 16191.3 | 77944.2 | 27479.2 | 451842 | 5275309
2042-03-01 | 23545.3 | 0 | 5132303 | 49774.5 | 17926.1 | 86295.4 | 30423.4 | 500254 | 5840522
2042-04-01 | 22785.8 | 0 | 4966745 | 48168.9 | 17347.8 | 83511.6 | 29442 | 484116 | 5652118
2042-05-01 | 23545.3 | 0 | 5132371 | 49774 | 17926.1 | 86295.4 | 30423.4 | 500254 | 5840588
2042-06-01 | 22785.8 | 0 | 4966817 | 48168 | 17347.8 | 83511.6 | 29442 | 484116 | 5652189
2042-07-01 | 23545.3 | 0 | 5132371 | 49774 | 17926.1 | 86295.4 | 30423.4 | 500254 | 5840588
2042-08-01 | 23545.3 | 5551.72 | 5126778 | 49774 | 17926.1 | 86295.4 | 30423.4 | 500254 | 5840548
2042-09-01 | 22968.1 | 903.408 | 5015537 | 48650 | 17590.7 | 84680.8 | 29736.6 | 488957 | 5709023
2042-10-01 | 23733.7 | 0 | 5183688 | 50272 | 18177.1 | 87503.5 | 30727.8 | 505255 | 5899357
2042-11-01 | 22968.1 | 0 | 5016400 | 48650 | 17590.7 | 84680.8 | 29736.6 | 488957 | 5708983
2042-12-01 | 23733.7 | 0 | 5183614 | 50272 | 18177.1 | 87503.5 | 30727.8 | 505255 | 5899283
2043-01-01 | 23733.7 | 0 | 5183614 | 50272.3 | 18177.1 | 87503.5 | 30727.8 | 505255 | 5899283
2043-02-01 | 21436.9 | 2977.43 | 4678972 | 45407 | 16418 | 79035.4 | 27754.1 | 456360 | 5328360
2043-03-01 | 23733.7 | 0 | 5183614 | 50272.3 | 18177.1 | 87503.5 | 30727.8 | 505255 | 5899283
2043-04-01 | 22968.1 | 0 | 5016400 | 48650.6 | 17590.7 | 84680.8 | 29736.6 | 488957 | 5708984
2043-05-01 | 23733.7 | 0 | 5183688 | 50272 | 18177.1 | 87503.5 | 30727.8 | 505255 | 5899357
2043-06-01 | 22968.1 | 0 | 5016473 | 48650 | 17590.7 | 84680.8 | 29736.6 | 488957 | 5709056
2043-07-01 | 23733.7 | 0 | 5183688 | 50272 | 18177.1 | 87503.5 | 30727.8 | 505255 | 5899357
2043-08-01 | 23733.7 | 0 | 5183688 | 50272 | 18177.1 | 87503.5 | 30727.8 | 505255 | 5899357
2043-09-01 | 23150.5 | 0 | 5066129 | 49132 | 17837 | 85866.3 | 30031.1 | 493797 | 5765943
2043-10-01 | 23922.1 | 0 | 5234924 | 50769 | 18431.5 | 88728.5 | 31032.1 | 510257 | 5958064
2043-11-01 | 23150.5 | 0 | 5066055 | 49132.3 | 17837 | 85866.3 | 30031.1 | 493797 | 5765869
2043-12-01 | 23922.1 | 0 | 5234924 | 50770 | 18431.5 | 88728.5 | 31032.1 | 510257 | 5958065
2044-01-01 | 23922.1 | 6018.76 | 5228871 | 50769 | 18431.5 | 88728.5 | 31032.1 | 510257 | 5958030
2044-02-01 | 21607.1 | 0 | 4728318 | 45856 | 16647.8 | 80141.9 | 28029 | 460877 | 5381477
2044-03-01 | 23922.1 | 0 | 5234924 | 50770 | 18431.5 | 88728.5 | 31032.1 | 510257 | 5958065
2044-04-01 | 23150.5 | 0 | 5066055 | 49132.3 | 17837 | 85866.3 | 30031.1 | 493797 | 5765869
2044-05-01 | 23922.1 | 0 | 5234994 | 50769 | 18431.5 | 88728.5 | 31032.1 | 510257 | 5958135
2044-06-01 | 23150.5 | 0 | 5066129 | 49132 | 17837 | 85866.3 | 30031.1 | 493797 | 5765943
2044-07-01 | 23922.1 | 0 | 5235064 | 17068 | 18431.5 | 88728.5 | 31032.1 | 510257 | 5924504
2044-08-01 | 23922.1 | 0 | 5702799 | 58.289 | 18431.5 | 88728.5 | 31032.1 | 510257 | 6375228
2044-09-01 | 23332.8 | 28.75 | 5116114 | 2754.6 | 18086.7 | 87068.5 | 30325.7 | 498637 | 5776348
2044-10-01 | 24110.6 | 433817 | 3739985 | 51267 | 18689.6 | 89970.7 | 31336.5 | 515259 | 4904436
2044-11-01 | 23332.8 | 4187.36 | 5111523 | 49613 | 18086.7 | 87068.5 | 30325.7 | 498637 | 5822774
2044-12-01 | 24110.6 | 658.097 | 5285576 | 51267 | 18689.6 | 89970.7 | 31336.5 | 515259 | 6016867
2045-01-01 | 24110.6 | 0 | 5286234 | 35010 | 18689.6 | 89970.7 | 31336.5 | 515259 | 6000610
2045-02-01 | 21777.3 | 0 | 4774663 | 3103.4 | 16880.9 | 81263.9 | 28303.9 | 465395 | 5391387
2045-03-01 | 24110.6 | 0 | 5286234 | 11891 | 18689.6 | 89970.7 | 31336.5 | 515259 | 5977491
2045-04-01 | 23332.8 | 0 | 5460765 | 89.005 | 18086.7 | 87068.5 | 30325.7 | 498637 | 6118305
2045-05-01 | 24110.6 | 96094.2 | 5629179 | 75.39 | 18689.6 | 89970.7 | 31336.5 | 515259 | 6404715
2045-06-01 | 23332.8 | 97323 | 137741 | 97.7146 | 18086.7 | 87068.5 | 30325.7 | 498637 | 892612
2045-07-01 | 24110.6 | 91947.8 | 127622 | 234.779 | 18689.6 | 89970.7 | 31336.5 | 515259 | 899171
2045-08-01 | 24110.6 | 25 | 153173 | 12.1 | 18689.6 | 89970.7 | 31336.5 | 515259 | 832576
2045-09-01 | 23522.1 | 24.84 | 1343.25 | 2028.1 | 18339.9 | 88287.4 | 30635.1 | 503725 | 667905
2045-10-01 | 24306.2 | 434004 | 472808 | 13.274 | 18951.2 | 91230.3 | 31656.3 | 520515 | 1593485
2045-11-01 | 23522.1 | 420181 | 1607030 | 772.91 | 18339.9 | 88287.4 | 30635.1 | 503725 | 2692493
2045-12-01 | 24306.2 | 0 | 5340185 | 51790 | 18951.2 | 91230.3 | 31656.3 | 520515 | 6078634
2046-01-01 | 24306.2 | 0 | 5340185 | 51790.9 | 18951.2 | 91230.3 | 31656.3 | 520515 | 6078635
2046-02-01 | 21954 | 0 | 4823392 | 46778.9 | 17117.2 | 82401.6 | 28592.8 | 470143 | 5490380
2046-03-01 | 24306.2 | 745180 | 4595083 | 51790.9 | 18951.2 | 91230.3 | 31656.3 | 520515 | 6078713
2046-04-01 | 23522.1 | 1526.17 | 5166394 | 50120.2 | 18339.9 | 88287.4 | 30635.1 | 503725 | 5882550
2046-05-01 | 24306.2 | 2721.76 | 5337463 | 51790 | 18951.2 | 91230.3 | 31656.3 | 520515 | 6078634
2046-06-01 | 23522.1 | 228010 | 4939811 | 39626 | 18339.9 | 88287.4 | 30635.1 | 503725 | 5871956
2046-07-01 | 24306.2 | 743084 | 4597166 | 78.054 | 18951.2 | 91230.3 | 31656.3 | 520515 | 6026988
2046-08-01 | 24306.2 | 747260 | 4592990 | 9.4036 | 18951.2 | 91230.3 | 31656.3 | 520515 | 6026919
2046-09-01 | 23711.5 | 750000 | 3512747 | 50626 | 18596.7 | 89523.4 | 30944.6 | 508812 | 4984961
2046-10-01 | 24501.9 | 750000 | 1180352 | 6323.9 | 19216.5 | 92507.6 | 31976.1 | 525772 | 2630651
2046-11-01 | 23711.5 | 780.222 | 5219351 | 50626 | 18596.7 | 89523.4 | 30944.6 | 508812 | 5942345
2046-12-01 | 24501.9 | 0 | 5394135 | 52314 | 19216.5 | 92507.6 | 31976.1 | 525772 | 6140423
2047-01-01 | 24501.9 | 0 | 5394135 | 52314 | 19216.5 | 92507.6 | 31976.1 | 525772 | 6140423
2047-02-01 | 22130.7 | 0 | 4872122 | 47251.4 | 17356.9 | 83555.2 | 28881.6 | 474891 | 5546189
2047-03-01 | 24501.9 | 0 | 5394214 | 52314 | 19216.5 | 92507.6 | 31976.1 | 525772 | 6140503
2047-04-01 | 23711.5 | 0 | 5220131 | 50626 | 18596.7 | 89523.4 | 30944.6 | 508812 | 5942345
2047-05-01 | 24501.9 | 39668.6 | 761441 | 5862.4 | 19216.5 | 92507.6 | 31976.1 | 525772 | 1500947
2047-06-01 | 23711.5 | 93378.7 | 132576 | 150.584 | 18596.7 | 89523.4 | 30944.6 | 508812 | 897693
2047-07-01 | 24501.9 | 89225.4 | 125980 | 175.303 | 19216.5 | 92507.6 | 31976.1 | 525772 | 909355
2047-08-01 | 24501.9 | 0 | 198308 | 19.119 | 19216.5 | 92507.6 | 31976.1 | 525772 | 892301
2047-09-01 | 23900.8 | 25.6 | 2245.59 | 4021.2 | 18857 | 90776.8 | 31254.1 | 513899 | 684980
2047-10-01 | 24697.5 | 88852.2 | 16607.9 | 2369.7 | 19485.6 | 93802.7 | 32295.9 | 531029 | 809140
2047-11-01 | 23900.8 | 0 | 5272341 | 51132 | 18857 | 90776.8 | 31254.1 | 513899 | 6002161
2047-12-01 | 24697.5 | 0 | 5448086 | 52837 | 19485.6 | 93802.7 | 32295.9 | 531029 | 6202233
2048-01-01 | 24697.5 | 433912 | 4454998 | 52837 | 19485.6 | 93802.7 | 32295.9 | 531029 | 5643058
2048-02-01 | 22307.5 | 392012 | 287437 | 47723.9 | 17599.9 | 84725 | 29170.5 | 479639 | 1360615
2048-03-01 | 24697.5 | 102195 | 47204.6 | 45821 | 19485.6 | 93802.7 | 32295.9 | 531029 | 896532
2048-04-01 | 23900.8 | 111863 | 40106.5 | 8910.8 | 18857 | 90776.8 | 31254.1 | 513899 | 839569
2048-05-01 | 24697.5 | 105485 | 33575.1 | 445.74 | 19485.6 | 93802.7 | 32295.9 | 531029 | 840816
2048-06-01 | 23900.8 | 84255.8 | 116689 | 44.5919 | 18857 | 90776.8 | 31254.1 | 513899 | 879678
2048-07-01 | 24697.5 | 78435.1 | 107129 | 238.35 | 19485.6 | 93802.7 | 32295.9 | 531029 | 887113
2048-08-01 | 24697.5 | 70517.5 | 102491 | 83.801 | 19485.6 | 93802.7 | 32295.9 | 531029 | 874403
2048-09-01 | 24090.2 | 0 | 475984 | 51639 | 19121 | 92047.6 | 31563.6 | 518986 | 1213432
2048-10-01 | 24893.2 | 749520 | 4752459 | 53360 | 19758.4 | 95115.9 | 32615.7 | 536286 | 6264008
2048-11-01 | 24090.2 | 0 | 5324551 | 51639 | 19121 | 92047.6 | 31563.6 | 518986 | 6061999
2048-12-01 | 24893.2 | 0 | 5502036 | 53360 | 19758.4 | 95115.9 | 32615.7 | 536286 | 6264065
2049-01-01 | 24893.2 | 0 | 5502036 | 53360 | 19758.4 | 95115.9 | 32615.7 | 536286 | 6264065
2049-02-01 | 22484.2 | 0 | 4969581 | 48196 | 17846.3 | 85911.1 | 29459.3 | 484387 | 5657865
2049-03-01 | 24893.2 | 10138.7 | 5491898 | 53360.3 | 19758.4 | 95115.9 | 32615.7 | 536286 | 6264066
2049-04-01 | 24090.2 | 2940.95 | 5321610 | 51639 | 19121 | 92047.6 | 31563.6 | 518986 | 6061999
2049-05-01 | 24893.2 | 5718.91 | 5496398 | 53360 | 19758.4 | 95115.9 | 32615.7 | 536286 | 6264146
2049-06-01 | 24090.2 | 745422 | 4579201 | 51639 | 19121 | 92047.6 | 31563.6 | 518986 | 6062070
2049-07-01 | 24893.2 | 747458 | 4754602 | 53360 | 19758.4 | 95115.9 | 32615.7 | 536286 | 6264089
2049-08-01 | 24893.2 | 744769 | 4757291 | 53360 | 19758.4 | 95115.9 | 32615.7 | 536286 | 6264089
2049-09-01 | 24279.5 | 749486 | 4627219 | 52145 | 19388.7 | 93336.3 | 31873 | 524074 | 6121801
2049-10-01 | 25088.9 | 750000 | 2207948 | 53883 | 20035 | 96447.5 | 32935.5 | 541543 | 3727881
2049-11-01 | 24279.5 | 750000 | 133920 | 20603 | 19388.7 | 93336.3 | 31873 | 524074 | 1597474
2049-12-01 | 25088.9 | 0 | 5555987 | 53883.5 | 20035 | 96447.5 | 32935.5 | 541543 | 6325920
2050-01-01 | 25088.9 | 0 | 5555987 | 53883.5 | 20035 | 96447.5 | 32935.5 | 541543 | 6325920
2050-02-01 | 22660.9 | 0 | 5018311 | 48669 | 18096.1 | 87113.9 | 29748.2 | 489135 | 5713734
2050-03-01 | 25088.9 | 0 | 5556079 | 53883.5 | 20035 | 96447.5 | 32935.5 | 541543 | 6326011
2050-04-01 | 24279.5 | 746866 | 4629839 | 52145 | 19388.7 | 93336.3 | 31873 | 524074 | 6121801
2050-05-01 | 25088.9 | 747810 | 4808220 | 53883 | 20035 | 96447.5 | 32935.5 | 541543 | 6325962
2050-06-01 | 24279.5 | 746905 | 4629875 | 52145 | 19388.7 | 93336.3 | 31873 | 524074 | 6121876
2050-07-01 | 25088.9 | 743686 | 4812383 | 53883.5 | 20035 | 96447.5 | 32935.5 | 541543 | 6326001
2050-08-01 | 25088.9 | 746695 | 4809254 | 53883 | 20035 | 96447.5 | 32935.5 | 541543 | 6325881
2050-09-01 | 24279.5 | 747345 | 4629435 | 52145 | 19660.1 | 94643 | 31873 | 524074 | 6123454
2050-10-01 | 25088.9 | 750000 | 4433587 | 53883 | 20315.5 | 97797.8 | 32935.5 | 541543 | 5955150
2050-11-01 | 24279.5 | 749007 | 4627698 | 52145 | 19660.1 | 94643 | 31873 | 524074 | 6123379
2050-12-01 | 25088.9 | 0 | 5555987 | 53883 | 20315.5 | 97797.8 | 32935.5 | 541543 | 6327550
2051-01-01 | 25088.9 | 741185 | 4814763 | 53883 | 20315.5 | 97797.8 | 32935.5 | 541543 | 6327512
2051-02-01 | 22660.9 | 746661 | 4271557 | 48668 | 18349.5 | 88333.5 | 29748.2 | 489135 | 5715113
2051-03-01 | 25088.9 | 743654 | 4812294 | 53883 | 20315.5 | 97797.8 | 32935.5 | 541543 | 6327512
2051-04-01 | 24279.5 | 747525 | 4629236 | 52145 | 19660.1 | 94643 | 31873 | 524074 | 6123436
2051-05-01 | 25088.9 | 743096 | 4812852 | 53883 | 20315.5 | 97797.8 | 32935.5 | 541543 | 6327512
2051-06-01 | 24279.5 | 748864 | 4627841 | 52145 | 19660.1 | 94643 | 31873 | 524074 | 6123379
2051-07-01 | 25088.9 | 748899 | 4807049 | 53883 | 20315.5 | 97797.8 | 32935.5 | 541543 | 6327512
2051-08-01 | 25088.9 | 750000 | 2513256 | 53883 | 20315.5 | 97797.8 | 32935.5 | 541543 | 4034819
Sum | 8562687 | 62923472 | 1420244644 | 13390496 | 6374759 | 30687795 | 10649139 | 173757089 | 1726590081

## WWTP Inflow
Wastewater Treatment Plant Total Inflow
Scenario: Wastewater Reuse No Desal, All months (12)
Cubic Meter
| "Agadir WWTP" | "Ait Baha WWTP" | "Ait Iaaza WWTP" | "Aoulouz WWTP" | "Biougra WWTP" | "Drargua WWTP" | "ElGuerdane WWTP" | "Lqliaa WWTP" | "Oulad Berhil WWTP" | "Ouled Teima WWTP" | "Tafraout WWTP" | "Tiznit WWTP" | Sum
2018-09-01 | 2037594 | 15506.5 | 5674.11 | 0 | 60842.1 | 38961 | 0 | 0 | 55975.6 | 233766 | 12315.8 | 190909 | 2651544
2018-10-01 | 2105514 | 16023.4 | 5863.25 | 0 | 62870.2 | 40259.7 | 0 | 0 | 57841.5 | 241558 | 12726.3 | 197273 | 2739929
2018-11-01 | 2037594 | 15506.5 | 5674.11 | 0 | 60842.1 | 38961 | 0 | 0 | 55975.6 | 233766 | 12315.8 | 190909 | 2651544
2018-12-01 | 2105514 | 16023.4 | 5863.25 | 0 | 62870.2 | 40259.7 | 0 | 0 | 57841.5 | 241558 | 12726.3 | 197273 | 2739929
2019-01-01 | 2105514 | 16023.4 | 5863.25 | 0 | 62870.2 | 40259.7 | 0 | 0 | 57841.5 | 241558 | 12726.3 | 197273 | 2739929
2019-02-01 | 1901754 | 14472.7 | 5295.84 | 0 | 56786 | 36363.6 | 0 | 0 | 52243.9 | 218182 | 11494.7 | 178182 | 2474775
2019-03-01 | 2105514 | 16023.4 | 5863.25 | 0 | 62870.2 | 40259.7 | 0 | 0 | 57841.5 | 241558 | 12726.3 | 197273 | 2739929
2019-04-01 | 2037594 | 15506.5 | 5674.11 | 0 | 60842.1 | 38961 | 0 | 0 | 55975.6 | 233766 | 12315.8 | 190909 | 2651544
2019-05-01 | 2105514 | 16023.4 | 5863.25 | 0 | 62870.2 | 40259.7 | 0 | 0 | 57841.5 | 241558 | 12726.3 | 197273 | 2739929
2019-06-01 | 2037594 | 15506.5 | 5674.11 | 0 | 60842.1 | 38961 | 0 | 0 | 55975.6 | 233766 | 12315.8 | 190909 | 2651544
2019-07-01 | 2105514 | 16023.4 | 5863.25 | 0 | 62870.2 | 40259.7 | 0 | 0 | 57841.5 | 241558 | 12726.3 | 197273 | 2739929
2019-08-01 | 2105514 | 16023.4 | 5863.25 | 0 | 62870.2 | 40259.7 | 0 | 0 | 57841.5 | 241558 | 12726.3 | 197273 | 2739929
2019-09-01 | 2037594 | 15506.5 | 5681.93 | 0 | 60842.1 | 38961 | 0 | 0 | 55975.6 | 233766 | 12315.8 | 190909 | 2651552
2019-10-01 | 2105514 | 16023.4 | 5871.33 | 0 | 62870.2 | 40259.7 | 0 | 0 | 57841.5 | 241558 | 12726.3 | 197273 | 2739937
2019-11-01 | 2037594 | 15506.5 | 5681.93 | 0 | 60842.1 | 38961 | 0 | 0 | 55975.6 | 233766 | 12315.8 | 190909 | 2651552
2019-12-01 | 2105514 | 16023.4 | 5871.33 | 0 | 62870.2 | 40259.7 | 0 | 0 | 57841.5 | 241558 | 12726.3 | 197273 | 2739937
2020-01-01 | 2105514 | 16023.4 | 5871.33 | 0 | 62870.2 | 40259.7 | 0 | 0 | 57841.5 | 241558 | 12726.3 | 197273 | 2739937
2020-02-01 | 1901754 | 14472.7 | 5303.14 | 0 | 56786 | 36363.6 | 0 | 0 | 52243.9 | 218182 | 11494.7 | 178182 | 2474782
2020-03-01 | 2105514 | 16023.4 | 5871.33 | 0 | 62870.2 | 40259.7 | 0 | 0 | 57841.5 | 241558 | 12726.3 | 197273 | 2739937
2020-04-01 | 2037594 | 15506.5 | 5681.93 | 0 | 60842.1 | 38961 | 0 | 0 | 55975.6 | 233766 | 12315.8 | 190909 | 2651552
2020-05-01 | 2105514 | 16023.4 | 5871.33 | 0 | 62870.2 | 40259.7 | 0 | 0 | 57841.5 | 241558 | 12726.3 | 197273 | 2739937
2020-06-01 | 2037594 | 15506.5 | 5681.93 | 0 | 60842.1 | 38961 | 0 | 0 | 55975.6 | 233766 | 12315.8 | 190909 | 2651552
2020-07-01 | 2105514 | 16023.4 | 5871.33 | 0 | 62870.2 | 40259.7 | 0 | 0 | 57841.5 | 241558 | 12726.3 | 197273 | 2739937
2020-08-01 | 2105514 | 16023.4 | 5871.33 | 0 | 62870.2 | 40259.7 | 0 | 0 | 57841.5 | 241558 | 12726.3 | 197273 | 2739937
2020-09-01 | 2037594 | 15506.5 | 5712.81 | 0 | 60842.1 | 38961 | 0 | 0 | 55975.6 | 233766 | 12315.8 | 190909 | 2651583
2020-10-01 | 2105514 | 16023.4 | 5903.23 | 0 | 62870.2 | 40259.7 | 0 | 0 | 57841.5 | 241558 | 12726.3 | 197273 | 2739969
2020-11-01 | 2037594 | 15506.5 | 5712.81 | 0 | 60842.1 | 38961 | 0 | 0 | 55975.6 | 233766 | 12315.8 | 190909 | 2651583
2020-12-01 | 2105514 | 16023.4 | 5903.23 | 0 | 62870.2 | 40259.7 | 0 | 0 | 57841.5 | 241558 | 12726.3 | 197273 | 2739969
2021-01-01 | 2105514 | 16023.4 | 5903.23 | 0 | 62870.2 | 40259.7 | 0 | 0 | 57841.5 | 241558 | 12726.3 | 197273 | 2739969
2021-02-01 | 1901754 | 14472.7 | 5331.95 | 0 | 56786 | 36363.6 | 0 | 0 | 52243.9 | 218182 | 11494.7 | 178182 | 2474811
2021-03-01 | 2105514 | 16023.4 | 5903.23 | 0 | 62870.2 | 40259.7 | 0 | 0 | 57841.5 | 241558 | 12726.3 | 197273 | 2739969
2021-04-01 | 2037594 | 15506.5 | 5712.81 | 0 | 60842.1 | 38961 | 0 | 0 | 55975.6 | 233766 | 12315.8 | 190909 | 2651583
2021-05-01 | 2105514 | 16023.4 | 5903.23 | 0 | 62870.2 | 40259.7 | 0 | 0 | 57841.5 | 241558 | 12726.3 | 197273 | 2739969
2021-06-01 | 2037594 | 15506.5 | 5712.81 | 0 | 60842.1 | 38961 | 0 | 0 | 55975.6 | 233766 | 12315.8 | 190909 | 2651583
2021-07-01 | 2105514 | 16023.4 | 5903.23 | 0 | 62870.2 | 40259.7 | 0 | 0 | 57841.5 | 241558 | 12726.3 | 197273 | 2739969
2021-08-01 | 2105514 | 16023.4 | 5903.23 | 0 | 62870.2 | 40259.7 | 0 | 0 | 57841.5 | 241558 | 12726.3 | 197273 | 2739969
2021-09-01 | 2037594 | 15506.5 | 5742.14 | 0 | 60842.1 | 38961 | 0 | 0 | 55975.6 | 233766 | 12315.8 | 190909 | 2651612
2021-10-01 | 2105514 | 16023.4 | 5933.54 | 0 | 62870.2 | 40259.7 | 0 | 0 | 57841.5 | 241558 | 12726.3 | 197273 | 2739999
2021-11-01 | 2037594 | 15506.5 | 5742.14 | 0 | 60842.1 | 38961 | 0 | 0 | 55975.6 | 233766 | 12315.8 | 190909 | 2651612
2021-12-01 | 2105514 | 16023.4 | 5933.54 | 0 | 62870.2 | 40259.7 | 0 | 0 | 57841.5 | 241558 | 12726.3 | 197273 | 2739999
2022-01-01 | 2105514 | 16023.4 | 5933.54 | 0 | 62870.2 | 40259.7 | 0 | 0 | 57841.5 | 241558 | 12726.3 | 197273 | 2739999
2022-02-01 | 1901754 | 14472.7 | 5359.33 | 0 | 56786 | 36363.6 | 0 | 0 | 52243.9 | 218182 | 11494.7 | 178182 | 2474838
2022-03-01 | 2105514 | 16023.4 | 5933.54 | 0 | 62870.2 | 40259.7 | 0 | 0 | 57841.5 | 241558 | 12726.3 | 197273 | 2739999
2022-04-01 | 2037594 | 15506.5 | 5742.14 | 0 | 60842.1 | 38961 | 0 | 0 | 55975.6 | 233766 | 12315.8 | 190909 | 2651612
2022-05-01 | 2105514 | 16023.4 | 5933.54 | 0 | 62870.2 | 40259.7 | 0 | 0 | 57841.5 | 241558 | 12726.3 | 197273 | 2739999
2022-06-01 | 2037594 | 15506.5 | 5742.14 | 0 | 60842.1 | 38961 | 0 | 0 | 55975.6 | 233766 | 12315.8 | 190909 | 2651612
2022-07-01 | 2105514 | 16023.4 | 5933.54 | 0 | 62870.2 | 40259.7 | 0 | 0 | 57841.5 | 241558 | 12726.3 | 197273 | 2739999
2022-08-01 | 2105514 | 16023.4 | 5933.54 | 0 | 62870.2 | 40259.7 | 0 | 0 | 57841.5 | 241558 | 12726.3 | 197273 | 2739999
2022-09-01 | 2037594 | 15506.5 | 5770.04 | 0 | 60842.1 | 38961 | 0 | 0 | 55975.6 | 233766 | 12315.8 | 190909 | 2651640
2022-10-01 | 2105514 | 16023.4 | 5962.38 | 0 | 62870.2 | 40259.7 | 0 | 0 | 57841.5 | 241558 | 12726.3 | 197273 | 2740028
2022-11-01 | 2037594 | 15506.5 | 5770.04 | 0 | 60842.1 | 38961 | 0 | 0 | 55975.6 | 233766 | 12315.8 | 190909 | 2651640
2022-12-01 | 2105514 | 16023.4 | 5962.38 | 0 | 62870.2 | 40259.7 | 0 | 0 | 57841.5 | 241558 | 12726.3 | 197273 | 2740028
2023-01-01 | 2105514 | 16023.4 | 5962.38 | 0 | 62870.2 | 40259.7 | 0 | 0 | 57841.5 | 241558 | 12726.3 | 197273 | 2740028
2023-02-01 | 1901754 | 14472.7 | 5385.37 | 0 | 56786 | 36363.6 | 0 | 0 | 52243.9 | 218182 | 11494.7 | 178182 | 2474864
2023-03-01 | 2105514 | 16023.4 | 5962.38 | 0 | 62870.2 | 40259.7 | 0 | 0 | 57841.5 | 241558 | 12726.3 | 197273 | 2740028
2023-04-01 | 2037594 | 15506.5 | 5770.04 | 0 | 60842.1 | 38961 | 0 | 0 | 55975.6 | 233766 | 12315.8 | 190909 | 2651640
2023-05-01 | 2105514 | 16023.4 | 5962.38 | 0 | 62870.2 | 40259.7 | 0 | 0 | 57841.5 | 241558 | 12726.3 | 197273 | 2740028
2023-06-01 | 2037594 | 15506.5 | 5770.04 | 0 | 60842.1 | 38961 | 0 | 0 | 55975.6 | 233766 | 12315.8 | 190909 | 2651640
2023-07-01 | 2105514 | 16023.4 | 5962.38 | 0 | 62870.2 | 40259.7 | 0 | 0 | 57841.5 | 241558 | 12726.3 | 197273 | 2740028
2023-08-01 | 2105514 | 16023.4 | 5962.38 | 0 | 62870.2 | 40259.7 | 0 | 0 | 57841.5 | 241558 | 12726.3 | 197273 | 2740028
2023-09-01 | 2037594 | 15506.5 | 5796.62 | 0 | 60842.1 | 38961 | 0 | 0 | 55975.6 | 233766 | 12315.8 | 190909 | 2651667
2023-10-01 | 2105514 | 16023.4 | 5989.84 | 0 | 62870.2 | 40259.7 | 0 | 0 | 57841.5 | 241558 | 12726.3 | 197273 | 2740056
2023-11-01 | 2037594 | 15506.5 | 5796.62 | 0 | 60842.1 | 38961 | 0 | 0 | 55975.6 | 233766 | 12315.8 | 190909 | 2651667
2023-12-01 | 2105514 | 16023.4 | 5989.84 | 0 | 62870.2 | 40259.7 | 0 | 0 | 57841.5 | 241558 | 12726.3 | 197273 | 2740056
2024-01-01 | 2105514 | 16023.4 | 5989.84 | 0 | 62870.2 | 40259.7 | 0 | 0 | 57841.5 | 241558 | 12726.3 | 197273 | 2740056
2024-02-01 | 1901754 | 14472.7 | 5410.18 | 0 | 56786 | 36363.6 | 0 | 0 | 52243.9 | 218182 | 11494.7 | 178182 | 2474889
2024-03-01 | 2105514 | 16023.4 | 5989.84 | 0 | 62870.2 | 40259.7 | 0 | 0 | 57841.5 | 241558 | 12726.3 | 197273 | 2740056
2024-04-01 | 2037594 | 15506.5 | 5796.62 | 0 | 60842.1 | 38961 | 0 | 0 | 55975.6 | 233766 | 12315.8 | 190909 | 2651667
2024-05-01 | 2105514 | 16023.4 | 5989.84 | 0 | 62870.2 | 40259.7 | 0 | 0 | 57841.5 | 241558 | 12726.3 | 197273 | 2740056
2024-06-01 | 2037594 | 15506.5 | 5796.62 | 0 | 60842.1 | 38961 | 0 | 0 | 55975.6 | 233766 | 12315.8 | 190909 | 2651667
2024-07-01 | 2105514 | 16023.4 | 5989.84 | 0 | 62870.2 | 40259.7 | 0 | 0 | 57841.5 | 241558 | 12726.3 | 197273 | 2740056
2024-08-01 | 2105514 | 16023.4 | 5989.84 | 0 | 62870.2 | 40259.7 | 0 | 0 | 57841.5 | 241558 | 12726.3 | 197273 | 2740056
2024-09-01 | 2037594 | 19312 | 5821.96 | 26298.7 | 224439 | 168896 | 35506.3 | 271142 | 55975.6 | 316165 | 22517 | 361327 | 3544994
2024-10-01 | 2105514 | 19955.7 | 6016.02 | 27175.3 | 231920 | 174526 | 36689.9 | 280180 | 57841.5 | 326704 | 23267.5 | 373371 | 3663160
2024-11-01 | 2037594 | 19312 | 5821.96 | 26298.7 | 224439 | 168896 | 35506.3 | 271142 | 55975.6 | 316165 | 22517 | 361327 | 3544994
2024-12-01 | 2105514 | 19955.7 | 6016.02 | 27175.3 | 231920 | 174526 | 36689.9 | 280180 | 57841.5 | 326704 | 23267.5 | 373371 | 3663160
2025-01-01 | 2105514 | 19955.7 | 6016.02 | 27175.3 | 231920 | 174526 | 36689.9 | 280180 | 57841.5 | 326704 | 23267.5 | 373371 | 3663160
2025-02-01 | 1901754 | 18024.5 | 5433.83 | 24545.5 | 209476 | 157636 | 33139.2 | 253065 | 52243.9 | 295087 | 21015.8 | 337238 | 3308661
2025-03-01 | 2105514 | 19955.7 | 6016.02 | 27175.3 | 231920 | 174526 | 36689.9 | 280180 | 57841.5 | 326704 | 23267.5 | 373371 | 3663160
2025-04-01 | 2037594 | 19312 | 5821.96 | 26298.7 | 224439 | 168896 | 35506.3 | 271142 | 55975.6 | 316165 | 22517 | 361327 | 3544994
2025-05-01 | 2105514 | 19955.7 | 6016.02 | 27175.3 | 231920 | 174526 | 36689.9 | 280180 | 57841.5 | 326704 | 23267.5 | 373371 | 3663160
2025-06-01 | 2037594 | 19312 | 5821.96 | 26298.7 | 224439 | 168896 | 35506.3 | 271142 | 55975.6 | 316165 | 22517 | 361327 | 3544994
2025-07-01 | 2105514 | 19955.7 | 6016.02 | 27175.3 | 231920 | 174526 | 36689.9 | 280180 | 57841.5 | 326704 | 23267.5 | 373371 | 3663160
2025-08-01 | 2105514 | 19955.7 | 6016.02 | 27175.3 | 231920 | 174526 | 36689.9 | 280180 | 57841.5 | 326704 | 23267.5 | 373371 | 3663160
2025-09-01 | 2037594 | 19509 | 5853.55 | 26298.7 | 232863 | 168896 | 35506.3 | 278268 | 55975.6 | 324475 | 22986.2 | 370823 | 3579048
2025-10-01 | 2105514 | 20159.3 | 6048.67 | 27175.3 | 240626 | 174526 | 36689.9 | 287543 | 57841.5 | 335290 | 23752.4 | 383184 | 3698349
2025-11-01 | 2037594 | 19509 | 5853.55 | 26298.7 | 232863 | 168896 | 35506.3 | 278268 | 55975.6 | 324475 | 22986.2 | 370823 | 3579048
2025-12-01 | 2105514 | 20159.3 | 6048.67 | 27175.3 | 240626 | 174526 | 36689.9 | 287543 | 57841.5 | 335290 | 23752.4 | 383184 | 3698349
2026-01-01 | 2105514 | 20159.3 | 6048.67 | 27175.3 | 240626 | 174526 | 36689.9 | 287543 | 57841.5 | 335290 | 23752.4 | 383184 | 3698349
2026-02-01 | 1901754 | 18208.4 | 5463.31 | 24545.5 | 217339 | 157636 | 33139.2 | 259716 | 52243.9 | 302843 | 21453.7 | 346101 | 3340445
2026-03-01 | 2105514 | 20159.3 | 6048.67 | 27175.3 | 240626 | 174526 | 36689.9 | 287543 | 57841.5 | 335290 | 23752.4 | 383184 | 3698349
2026-04-01 | 2037594 | 19509 | 5853.55 | 26298.7 | 232863 | 168896 | 35506.3 | 278268 | 55975.6 | 324475 | 22986.2 | 370823 | 3579048
2026-05-01 | 2105514 | 20159.3 | 6048.67 | 27175.3 | 240626 | 174526 | 36689.9 | 287543 | 57841.5 | 335290 | 23752.4 | 383184 | 3698349
2026-06-01 | 2037594 | 19509 | 5853.55 | 26298.7 | 232863 | 168896 | 35506.3 | 278268 | 55975.6 | 324475 | 22986.2 | 370823 | 3579048
2026-07-01 | 2105514 | 20159.3 | 6048.67 | 27175.3 | 240626 | 174526 | 36689.9 | 287543 | 57841.5 | 335290 | 23752.4 | 383184 | 3698349
2026-08-01 | 2105514 | 20159.3 | 6048.67 | 27175.3 | 240626 | 174526 | 36689.9 | 287543 | 57841.5 | 335290 | 23752.4 | 383184 | 3698349
2026-09-01 | 2037594 | 19705.9 | 5883.56 | 26298.7 | 241288 | 168896 | 35506.3 | 285394 | 55975.6 | 332784 | 23455.3 | 380319 | 3613100
2026-10-01 | 2105514 | 20362.8 | 6079.68 | 27175.3 | 249331 | 174526 | 36689.9 | 294907 | 57841.5 | 343877 | 24237.2 | 392997 | 3733537
2026-11-01 | 2037594 | 19705.9 | 5883.56 | 26298.7 | 241288 | 168896 | 35506.3 | 285394 | 55975.6 | 332784 | 23455.3 | 380319 | 3613100
2026-12-01 | 2105514 | 20362.8 | 6079.68 | 27175.3 | 249331 | 174526 | 36689.9 | 294907 | 57841.5 | 343877 | 24237.2 | 392997 | 3733537
2027-01-01 | 2105514 | 20362.8 | 6079.68 | 27175.3 | 249331 | 174526 | 36689.9 | 294907 | 57841.5 | 343877 | 24237.2 | 392997 | 3733537
2027-02-01 | 1901754 | 18392.2 | 5491.33 | 24545.5 | 225202 | 157636 | 33139.2 | 266367 | 52243.9 | 310598 | 21891.7 | 354965 | 3372227
2027-03-01 | 2105514 | 20362.8 | 6079.68 | 27175.3 | 249331 | 174526 | 36689.9 | 294907 | 57841.5 | 343877 | 24237.2 | 392997 | 3733537
2027-04-01 | 2037594 | 19705.9 | 5883.56 | 26298.7 | 241288 | 168896 | 35506.3 | 285394 | 55975.6 | 332784 | 23455.3 | 380319 | 3613100
2027-05-01 | 2105514 | 20362.8 | 6079.68 | 27175.3 | 249331 | 174526 | 36689.9 | 294907 | 57841.5 | 343877 | 24237.2 | 392997 | 3733537
2027-06-01 | 2037594 | 19705.9 | 5883.56 | 26298.7 | 241288 | 168896 | 35506.3 | 285394 | 55975.6 | 332784 | 23455.3 | 380319 | 3613100
2027-07-01 | 2105514 | 20362.8 | 6079.68 | 27175.3 | 249331 | 174526 | 36689.9 | 294907 | 57841.5 | 343877 | 24237.2 | 392997 | 3733537
2027-08-01 | 2105514 | 20362.8 | 6079.68 | 27175.3 | 249331 | 174526 | 36689.9 | 294907 | 57841.5 | 343877 | 24237.2 | 392997 | 3733537
2027-09-01 | 2037594 | 19902.9 | 5912.11 | 26298.7 | 249713 | 168896 | 35506.3 | 292520 | 55975.6 | 341093 | 23924.5 | 389815 | 3647151
2027-10-01 | 2105514 | 20566.3 | 6109.18 | 27175.3 | 258036 | 174526 | 36689.9 | 302270 | 57841.5 | 352463 | 24722 | 402809 | 3768723
2027-11-01 | 2037594 | 19902.9 | 5912.11 | 26298.7 | 249713 | 168896 | 35506.3 | 292520 | 55975.6 | 341093 | 23924.5 | 389815 | 3647151
2027-12-01 | 2105514 | 20566.3 | 6109.18 | 27175.3 | 258036 | 174526 | 36689.9 | 302270 | 57841.5 | 352463 | 24722 | 402809 | 3768723
2028-01-01 | 2105514 | 20566.3 | 6109.18 | 27175.3 | 258036 | 174526 | 36689.9 | 302270 | 57841.5 | 352463 | 24722 | 402809 | 3768723
2028-02-01 | 1901754 | 18576 | 5517.97 | 24545.5 | 233065 | 157636 | 33139.2 | 273018 | 52243.9 | 318354 | 22329.6 | 363828 | 3404008
2028-03-01 | 2105514 | 20566.3 | 6109.18 | 27175.3 | 258036 | 174526 | 36689.9 | 302270 | 57841.5 | 352463 | 24722 | 402809 | 3768723
2028-04-01 | 2037594 | 19902.9 | 5912.11 | 26298.7 | 249713 | 168896 | 35506.3 | 292520 | 55975.6 | 341093 | 23924.5 | 389815 | 3647151
2028-05-01 | 2105514 | 20566.3 | 6109.18 | 27175.3 | 258036 | 174526 | 36689.9 | 302270 | 57841.5 | 352463 | 24722 | 402809 | 3768723
2028-06-01 | 2037594 | 19902.9 | 5912.11 | 26298.7 | 249713 | 168896 | 35506.3 | 292520 | 55975.6 | 341093 | 23924.5 | 389815 | 3647151
2028-07-01 | 2105514 | 20566.3 | 6109.18 | 27175.3 | 258036 | 174526 | 36689.9 | 302270 | 57841.5 | 352463 | 24722 | 402809 | 3768723
2028-08-01 | 2105514 | 20566.3 | 6109.18 | 27175.3 | 258036 | 174526 | 36689.9 | 302270 | 57841.5 | 352463 | 24722 | 402809 | 3768723
2028-09-01 | 2037594 | 20099.8 | 5939.31 | 26298.7 | 258137 | 168896 | 35506.3 | 299646 | 55975.6 | 349403 | 24393.7 | 399312 | 3681201
2028-10-01 | 2105514 | 20769.8 | 6137.28 | 27175.3 | 266742 | 174526 | 36689.9 | 309634 | 57841.5 | 361049 | 25206.8 | 412622 | 3803908
2028-11-01 | 2037594 | 20099.8 | 5939.31 | 26298.7 | 258137 | 168896 | 35506.3 | 299646 | 55975.6 | 349403 | 24393.7 | 399312 | 3681201
2028-12-01 | 2105514 | 20769.8 | 6137.28 | 27175.3 | 266742 | 174526 | 36689.9 | 309634 | 57841.5 | 361049 | 25206.8 | 412622 | 3803908
2029-01-01 | 2105514 | 20769.8 | 6137.28 | 27175.3 | 266742 | 174526 | 36689.9 | 309634 | 57841.5 | 361049 | 25206.8 | 412622 | 3803908
2029-02-01 | 1901754 | 18759.8 | 5543.35 | 24545.5 | 240928 | 157636 | 33139.2 | 279669 | 52243.9 | 326109 | 22767.5 | 372691 | 3435787
2029-03-01 | 2105514 | 20769.8 | 6137.28 | 27175.3 | 266742 | 174526 | 36689.9 | 309634 | 57841.5 | 361049 | 25206.8 | 412622 | 3803908
2029-04-01 | 2037594 | 20099.8 | 5939.31 | 26298.7 | 258137 | 168896 | 35506.3 | 299646 | 55975.6 | 349403 | 24393.7 | 399312 | 3681201
2029-05-01 | 2105514 | 20769.8 | 6137.28 | 27175.3 | 266742 | 174526 | 36689.9 | 309634 | 57841.5 | 361049 | 25206.8 | 412622 | 3803908
2029-06-01 | 2037594 | 20099.8 | 5939.31 | 26298.7 | 258137 | 168896 | 35506.3 | 299646 | 55975.6 | 349403 | 24393.7 | 399312 | 3681201
2029-07-01 | 2105514 | 20769.8 | 6137.28 | 27175.3 | 266742 | 174526 | 36689.9 | 309634 | 57841.5 | 361049 | 25206.8 | 412622 | 3803908
2029-08-01 | 2105514 | 20769.8 | 6137.28 | 27175.3 | 266742 | 174526 | 36689.9 | 309634 | 57841.5 | 361049 | 25206.8 | 412622 | 3803908
2029-09-01 | 2037594 | 20296.8 | 5965.23 | 26298.7 | 260842 | 168896 | 35506.3 | 306772 | 55975.6 | 357712 | 24862.9 | 408808 | 3709529
2029-10-01 | 2105514 | 20973.3 | 6164.08 | 27175.3 | 269537 | 174526 | 36689.9 | 316998 | 57841.5 | 369636 | 25691.7 | 422435 | 3833180
2029-11-01 | 2037594 | 20296.8 | 5965.23 | 26298.7 | 260842 | 168896 | 35506.3 | 306772 | 55975.6 | 357712 | 24862.9 | 408808 | 3709529
2029-12-01 | 2105514 | 20973.3 | 6164.08 | 27175.3 | 269537 | 174526 | 36689.9 | 316998 | 57841.5 | 369636 | 25691.7 | 422435 | 3833180
2030-01-01 | 2105514 | 20973.3 | 6164.08 | 27175.3 | 269537 | 174526 | 36689.9 | 316998 | 57841.5 | 369636 | 25691.7 | 422435 | 3833180
2030-02-01 | 1901754 | 18943.6 | 5567.55 | 24545.5 | 243453 | 157636 | 33139.2 | 286320 | 52243.9 | 333865 | 23205.4 | 381554 | 3462228
2030-03-01 | 2105514 | 20973.3 | 6164.08 | 27175.3 | 269537 | 174526 | 36689.9 | 316998 | 57841.5 | 369636 | 25691.7 | 422435 | 3833180
2030-04-01 | 2037594 | 20296.8 | 5965.23 | 26298.7 | 260842 | 168896 | 35506.3 | 306772 | 55975.6 | 357712 | 24862.9 | 408808 | 3709529
2030-05-01 | 2105514 | 20973.3 | 6164.08 | 27175.3 | 269537 | 174526 | 36689.9 | 316998 | 57841.5 | 369636 | 25691.7 | 422435 | 3833180
2030-06-01 | 2037594 | 20296.8 | 5965.23 | 26298.7 | 260842 | 168896 | 35506.3 | 306772 | 55975.6 | 357712 | 24862.9 | 408808 | 3709529
2030-07-01 | 2105514 | 20973.3 | 6164.08 | 27175.3 | 269537 | 174526 | 36689.9 | 316998 | 57841.5 | 369636 | 25691.7 | 422435 | 3833180
2030-08-01 | 2105514 | 20973.3 | 6164.08 | 27175.3 | 269537 | 174526 | 36689.9 | 316998 | 57841.5 | 369636 | 25691.7 | 422435 | 3833180
2030-09-01 | 2037594 | 20504.2 | 5996.73 | 26298.7 | 260842 | 168896 | 35506.3 | 313158 | 55975.6 | 363241 | 25247 | 415127 | 3728387
2030-10-01 | 2105514 | 21187.7 | 6196.63 | 27175.3 | 269537 | 174526 | 36689.9 | 323596 | 57841.5 | 375350 | 26088.5 | 428964 | 3852666
2030-11-01 | 2037594 | 20504.2 | 5996.73 | 26298.7 | 260842 | 168896 | 35506.3 | 313158 | 55975.6 | 363241 | 25247 | 415127 | 3728387
2030-12-01 | 2105514 | 21187.7 | 6196.63 | 27175.3 | 269537 | 174526 | 36689.9 | 323596 | 57841.5 | 375350 | 26088.5 | 428964 | 3852666
2031-01-01 | 2105514 | 21187.7 | 6196.63 | 27175.3 | 269537 | 174526 | 36689.9 | 323596 | 57841.5 | 375350 | 26088.5 | 428964 | 3852666
2031-02-01 | 1901754 | 19137.3 | 5596.95 | 24545.5 | 243453 | 157636 | 33139.2 | 292281 | 52243.9 | 339025 | 23563.8 | 387452 | 3479828
2031-03-01 | 2105514 | 21187.7 | 6196.63 | 27175.3 | 269537 | 174526 | 36689.9 | 323596 | 57841.5 | 375350 | 26088.5 | 428964 | 3852666
2031-04-01 | 2037594 | 20504.2 | 5996.73 | 26298.7 | 260842 | 168896 | 35506.3 | 313158 | 55975.6 | 363241 | 25247 | 415127 | 3728387
2031-05-01 | 2105514 | 21187.7 | 6196.63 | 27175.3 | 269537 | 174526 | 36689.9 | 323596 | 57841.5 | 375350 | 26088.5 | 428964 | 3852666
2031-06-01 | 2037594 | 20504.2 | 5996.73 | 26298.7 | 260842 | 168896 | 35506.3 | 313158 | 55975.6 | 363241 | 25247 | 415127 | 3728387
2031-07-01 | 2105514 | 21187.7 | 6196.63 | 27175.3 | 269537 | 174526 | 36689.9 | 323596 | 57841.5 | 375350 | 26088.5 | 428964 | 3852666
2031-08-01 | 2105514 | 21187.7 | 6196.63 | 27175.3 | 269537 | 174526 | 36689.9 | 323596 | 57841.5 | 375350 | 26088.5 | 428964 | 3852666
2031-09-01 | 2037594 | 20711.7 | 6027.29 | 26298.7 | 260842 | 168896 | 35506.3 | 319544 | 55975.6 | 368771 | 25631.1 | 421445 | 3747243
2031-10-01 | 2105514 | 21402.1 | 6228.2 | 27175.3 | 269537 | 174526 | 36689.9 | 330195 | 57841.5 | 381063 | 26485.4 | 435494 | 3872151
2031-11-01 | 2037594 | 20711.7 | 6027.29 | 26298.7 | 260842 | 168896 | 35506.3 | 319544 | 55975.6 | 368771 | 25631.1 | 421445 | 3747243
2031-12-01 | 2105514 | 21402.1 | 6228.2 | 27175.3 | 269537 | 174526 | 36689.9 | 330195 | 57841.5 | 381063 | 26485.4 | 435494 | 3872151
2032-01-01 | 2105514 | 21402.1 | 6228.2 | 27175.3 | 269537 | 174526 | 36689.9 | 330195 | 57841.5 | 381063 | 26485.4 | 435494 | 3872151
2032-02-01 | 1901754 | 19330.9 | 5625.47 | 24545.5 | 243453 | 157636 | 33139.2 | 298241 | 52243.9 | 344186 | 23922.3 | 393349 | 3497427
2032-03-01 | 2105514 | 21402.1 | 6228.2 | 27175.3 | 269537 | 174526 | 36689.9 | 330195 | 57841.5 | 381063 | 26485.4 | 435494 | 3872151
2032-04-01 | 2037594 | 20711.7 | 6027.29 | 26298.7 | 260842 | 168896 | 35506.3 | 319544 | 55975.6 | 368771 | 25631.1 | 421445 | 3747243
2032-05-01 | 2105514 | 21402.1 | 6228.2 | 27175.3 | 269537 | 174526 | 36689.9 | 330195 | 57841.5 | 381063 | 26485.4 | 435494 | 3872151
2032-06-01 | 2037594 | 20711.7 | 6027.29 | 26298.7 | 260842 | 168896 | 35506.3 | 319544 | 55975.6 | 368771 | 25631.1 | 421445 | 3747243
2032-07-01 | 2105514 | 21402.1 | 6228.2 | 27175.3 | 269537 | 174526 | 36689.9 | 330195 | 57841.5 | 381063 | 26485.4 | 435494 | 3872151
2032-08-01 | 2105514 | 21402.1 | 6228.2 | 27175.3 | 269537 | 174526 | 36689.9 | 330195 | 57841.5 | 381063 | 26485.4 | 435494 | 3872151
2032-09-01 | 2037594 | 20919.2 | 6056.94 | 26298.7 | 260842 | 168896 | 35506.3 | 325930 | 55975.6 | 374300 | 26015.1 | 427764 | 3766098
2032-10-01 | 2105514 | 21616.5 | 6258.84 | 27175.3 | 269537 | 174526 | 36689.9 | 336794 | 57841.5 | 386777 | 26882.3 | 442023 | 3891635
2032-11-01 | 2037594 | 20919.2 | 6056.94 | 26298.7 | 260842 | 168896 | 35506.3 | 325930 | 55975.6 | 374300 | 26015.1 | 427764 | 3766098
2032-12-01 | 2105514 | 21616.5 | 6258.84 | 27175.3 | 269537 | 174526 | 36689.9 | 336794 | 57841.5 | 386777 | 26882.3 | 442023 | 3891635
2033-01-01 | 2105514 | 21616.5 | 6258.84 | 27175.3 | 269537 | 174526 | 36689.9 | 336794 | 57841.5 | 386777 | 26882.3 | 442023 | 3891635
2033-02-01 | 1901754 | 19524.5 | 5653.14 | 24545.5 | 243453 | 157636 | 33139.2 | 304201 | 52243.9 | 349347 | 24280.8 | 399247 | 3515025
2033-03-01 | 2105514 | 21616.5 | 6258.84 | 27175.3 | 269537 | 174526 | 36689.9 | 336794 | 57841.5 | 386777 | 26882.3 | 442023 | 3891635
2033-04-01 | 2037594 | 20919.2 | 6056.94 | 26298.7 | 260842 | 168896 | 35506.3 | 325930 | 55975.6 | 374300 | 26015.1 | 427764 | 3766098
2033-05-01 | 2105514 | 21616.5 | 6258.84 | 27175.3 | 269537 | 174526 | 36689.9 | 336794 | 57841.5 | 386777 | 26882.3 | 442023 | 3891635
2033-06-01 | 2037594 | 20919.2 | 6056.94 | 26298.7 | 260842 | 168896 | 35506.3 | 325930 | 55975.6 | 374300 | 26015.1 | 427764 | 3766098
2033-07-01 | 2105514 | 21616.5 | 6258.84 | 27175.3 | 269537 | 174526 | 36689.9 | 336794 | 57841.5 | 386777 | 26882.3 | 442023 | 3891635
2033-08-01 | 2105514 | 21616.5 | 6258.84 | 27175.3 | 269537 | 174526 | 36689.9 | 336794 | 57841.5 | 386777 | 26882.3 | 442023 | 3891635
2033-09-01 | 2037594 | 21126.6 | 6085.73 | 26298.7 | 260842 | 168896 | 35506.3 | 332316 | 55975.6 | 379829 | 26399.2 | 434083 | 3784953
2033-10-01 | 2105514 | 21830.8 | 6288.59 | 27175.3 | 269537 | 174526 | 36689.9 | 343393 | 57841.5 | 392490 | 27279.2 | 448552 | 3911118
2033-11-01 | 2037594 | 21126.6 | 6085.73 | 26298.7 | 260842 | 168896 | 35506.3 | 332316 | 55975.6 | 379829 | 26399.2 | 434083 | 3784953
2033-12-01 | 2105514 | 21830.8 | 6288.59 | 27175.3 | 269537 | 174526 | 36689.9 | 343393 | 57841.5 | 392490 | 27279.2 | 448552 | 3911118
2034-01-01 | 2105514 | 21830.8 | 6288.59 | 27175.3 | 269537 | 174526 | 36689.9 | 343393 | 57841.5 | 392490 | 27279.2 | 448552 | 3911118
2034-02-01 | 1901754 | 19718.2 | 5680.01 | 24545.5 | 243453 | 157636 | 33139.2 | 310162 | 52243.9 | 354507 | 24639.3 | 405144 | 3532622
2034-03-01 | 2105514 | 21830.8 | 6288.59 | 27175.3 | 269537 | 174526 | 36689.9 | 343393 | 57841.5 | 392490 | 27279.2 | 448552 | 3911118
2034-04-01 | 2037594 | 21126.6 | 6085.73 | 26298.7 | 260842 | 168896 | 35506.3 | 332316 | 55975.6 | 379829 | 26399.2 | 434083 | 3784953
2034-05-01 | 2105514 | 21830.8 | 6288.59 | 27175.3 | 269537 | 174526 | 36689.9 | 343393 | 57841.5 | 392490 | 27279.2 | 448552 | 3911118
2034-06-01 | 2037594 | 21126.6 | 6085.73 | 26298.7 | 260842 | 168896 | 35506.3 | 332316 | 55975.6 | 379829 | 26399.2 | 434083 | 3784953
2034-07-01 | 2105514 | 21830.8 | 6288.59 | 27175.3 | 269537 | 174526 | 36689.9 | 343393 | 57841.5 | 392490 | 27279.2 | 448552 | 3911118
2034-08-01 | 2105514 | 21830.8 | 6288.59 | 27175.3 | 269537 | 174526 | 36689.9 | 343393 | 57841.5 | 392490 | 27279.2 | 448552 | 3911118
2034-09-01 | 2037594 | 21334.1 | 6113.69 | 26298.7 | 260842 | 168896 | 35506.3 | 338702 | 55975.6 | 385359 | 26783.3 | 440402 | 3803806
2034-10-01 | 2105514 | 22045.2 | 6317.48 | 27175.3 | 269537 | 174526 | 36689.9 | 349992 | 57841.5 | 398204 | 27676.1 | 455082 | 3930600
2034-11-01 | 2037594 | 21334.1 | 6113.69 | 26298.7 | 260842 | 168896 | 35506.3 | 338702 | 55975.6 | 385359 | 26783.3 | 440402 | 3803806
2034-12-01 | 2105514 | 22045.2 | 6317.48 | 27175.3 | 269537 | 174526 | 36689.9 | 349992 | 57841.5 | 398204 | 27676.1 | 455082 | 3930600
2035-01-01 | 2105514 | 22045.2 | 6317.48 | 27175.3 | 269537 | 174526 | 36689.9 | 349992 | 57841.5 | 398204 | 27676.1 | 455082 | 3930600
2035-02-01 | 1901754 | 19911.8 | 5706.11 | 24545.5 | 243453 | 157636 | 33139.2 | 316122 | 52243.9 | 359668 | 24997.7 | 411041 | 3550219
2035-03-01 | 2105514 | 22045.2 | 6317.48 | 27175.3 | 269537 | 174526 | 36689.9 | 349992 | 57841.5 | 398204 | 27676.1 | 455082 | 3930600
2035-04-01 | 2037594 | 21334.1 | 6113.69 | 26298.7 | 260842 | 168896 | 35506.3 | 338702 | 55975.6 | 385359 | 26783.3 | 440402 | 3803806
2035-05-01 | 2105514 | 22045.2 | 6317.48 | 27175.3 | 269537 | 174526 | 36689.9 | 349992 | 57841.5 | 398204 | 27676.1 | 455082 | 3930600
2035-06-01 | 2037594 | 21334.1 | 6113.69 | 26298.7 | 260842 | 168896 | 35506.3 | 338702 | 55975.6 | 385359 | 26783.3 | 440402 | 3803806
2035-07-01 | 2105514 | 22045.2 | 6317.48 | 27175.3 | 269537 | 174526 | 36689.9 | 349992 | 57841.5 | 398204 | 27676.1 | 455082 | 3930600
2035-08-01 | 2105514 | 22045.2 | 6317.48 | 27175.3 | 269537 | 174526 | 36689.9 | 349992 | 57841.5 | 398204 | 27676.1 | 455082 | 3930600
2035-09-01 | 2037594 | 21551.5 | 6145.97 | 26298.7 | 260842 | 168896 | 35506.3 | 345753 | 55975.6 | 391315 | 27197.2 | 447208 | 3824283
2035-10-01 | 2105514 | 22269.9 | 6350.83 | 27175.3 | 269537 | 174526 | 36689.9 | 357278 | 57841.5 | 404359 | 28103.8 | 462115 | 3951760
2035-11-01 | 2037594 | 21551.5 | 6145.97 | 26298.7 | 260842 | 168896 | 35506.3 | 345753 | 55975.6 | 391315 | 27197.2 | 447208 | 3824283
2035-12-01 | 2105514 | 22269.9 | 6350.83 | 27175.3 | 269537 | 174526 | 36689.9 | 357278 | 57841.5 | 404359 | 28103.8 | 462115 | 3951760
2036-01-01 | 2105514 | 22269.9 | 6350.83 | 27175.3 | 269537 | 174526 | 36689.9 | 357278 | 57841.5 | 404359 | 28103.8 | 462115 | 3951760
2036-02-01 | 1901754 | 20114.7 | 5736.24 | 24545.5 | 243453 | 157636 | 33139.2 | 322702 | 52243.9 | 365227 | 25384.1 | 417394 | 3569331
2036-03-01 | 2105514 | 22269.9 | 6350.83 | 27175.3 | 269537 | 174526 | 36689.9 | 357278 | 57841.5 | 404359 | 28103.8 | 462115 | 3951760
2036-04-01 | 2037594 | 21551.5 | 6145.97 | 26298.7 | 260842 | 168896 | 35506.3 | 345753 | 55975.6 | 391315 | 27197.2 | 447208 | 3824283
2036-05-01 | 2105514 | 22269.9 | 6350.83 | 27175.3 | 269537 | 174526 | 36689.9 | 357278 | 57841.5 | 404359 | 28103.8 | 462115 | 3951760
2036-06-01 | 2037594 | 21551.5 | 6145.97 | 26298.7 | 260842 | 168896 | 35506.3 | 345753 | 55975.6 | 391315 | 27197.2 | 447208 | 3824283
2036-07-01 | 2105514 | 22269.9 | 6350.83 | 27175.3 | 269537 | 174526 | 36689.9 | 357278 | 57841.5 | 404359 | 28103.8 | 462115 | 3951760
2036-08-01 | 2105514 | 22269.9 | 6350.83 | 27175.3 | 269537 | 174526 | 36689.9 | 357278 | 57841.5 | 404359 | 28103.8 | 462115 | 3951760
2036-09-01 | 2037594 | 21768.9 | 6177.27 | 26298.7 | 260842 | 168896 | 35506.3 | 352803 | 55975.6 | 397272 | 27611.1 | 454015 | 3844760
2036-10-01 | 2105514 | 22494.5 | 6383.18 | 27175.3 | 269537 | 174526 | 36689.9 | 364563 | 57841.5 | 410514 | 28531.5 | 469149 | 3972919
2036-11-01 | 2037594 | 21768.9 | 6177.27 | 26298.7 | 260842 | 168896 | 35506.3 | 352803 | 55975.6 | 397272 | 27611.1 | 454015 | 3844760
2036-12-01 | 2105514 | 22494.5 | 6383.18 | 27175.3 | 269537 | 174526 | 36689.9 | 364563 | 57841.5 | 410514 | 28531.5 | 469149 | 3972919
2037-01-01 | 2105514 | 22494.5 | 6383.18 | 27175.3 | 269537 | 174526 | 36689.9 | 364563 | 57841.5 | 410514 | 28531.5 | 469149 | 3972919
2037-02-01 | 1901754 | 20317.6 | 5765.46 | 24545.5 | 243453 | 157636 | 33139.2 | 329283 | 52243.9 | 370787 | 25770.4 | 423747 | 3588443
2037-03-01 | 2105514 | 22494.5 | 6383.18 | 27175.3 | 269537 | 174526 | 36689.9 | 364563 | 57841.5 | 410514 | 28531.5 | 469149 | 3972919
2037-04-01 | 2037594 | 21768.9 | 6177.27 | 26298.7 | 260842 | 168896 | 35506.3 | 352803 | 55975.6 | 397272 | 27611.1 | 454015 | 3844760
2037-05-01 | 2105514 | 22494.5 | 6383.18 | 27175.3 | 269537 | 174526 | 36689.9 | 364563 | 57841.5 | 410514 | 28531.5 | 469149 | 3972919
2037-06-01 | 2037594 | 21768.9 | 6177.27 | 26298.7 | 260842 | 168896 | 35506.3 | 352803 | 55975.6 | 397272 | 27611.1 | 454015 | 3844760
2037-07-01 | 2105514 | 22494.5 | 6383.18 | 27175.3 | 269537 | 174526 | 36689.9 | 364563 | 57841.5 | 410514 | 28531.5 | 469149 | 3972919
2037-08-01 | 2105514 | 22494.5 | 6383.18 | 27175.3 | 269537 | 174526 | 36689.9 | 364563 | 57841.5 | 410514 | 28531.5 | 469149 | 3972919
2037-09-01 | 2037594 | 21986.3 | 6207.66 | 26298.7 | 260842 | 168896 | 35506.3 | 359854 | 55975.6 | 403228 | 28025.1 | 460822 | 3865235
2037-10-01 | 2105514 | 22719.2 | 6414.58 | 27175.3 | 269537 | 174526 | 36689.9 | 371849 | 57841.5 | 416669 | 28959.2 | 476183 | 3994076
2037-11-01 | 2037594 | 21986.3 | 6207.66 | 26298.7 | 260842 | 168896 | 35506.3 | 359854 | 55975.6 | 403228 | 28025.1 | 460822 | 3865235
2037-12-01 | 2105514 | 22719.2 | 6414.58 | 27175.3 | 269537 | 174526 | 36689.9 | 371849 | 57841.5 | 416669 | 28959.2 | 476183 | 3994076
2038-01-01 | 2105514 | 22719.2 | 6414.58 | 27175.3 | 269537 | 174526 | 36689.9 | 371849 | 57841.5 | 416669 | 28959.2 | 476183 | 3994076
2038-02-01 | 1901754 | 20520.5 | 5793.81 | 24545.5 | 243453 | 157636 | 33139.2 | 335863 | 52243.9 | 376346 | 26156.7 | 430101 | 3607553
2038-03-01 | 2105514 | 22719.2 | 6414.58 | 27175.3 | 269537 | 174526 | 36689.9 | 371849 | 57841.5 | 416669 | 28959.2 | 476183 | 3994076
2038-04-01 | 2037594 | 21986.3 | 6207.66 | 26298.7 | 260842 | 168896 | 35506.3 | 359854 | 55975.6 | 403228 | 28025.1 | 460822 | 3865235
2038-05-01 | 2105514 | 22719.2 | 6414.58 | 27175.3 | 269537 | 174526 | 36689.9 | 371849 | 57841.5 | 416669 | 28959.2 | 476183 | 3994076
2038-06-01 | 2037594 | 21986.3 | 6207.66 | 26298.7 | 260842 | 168896 | 35506.3 | 359854 | 55975.6 | 403228 | 28025.1 | 460822 | 3865235
2038-07-01 | 2105514 | 22719.2 | 6414.58 | 27175.3 | 269537 | 174526 | 36689.9 | 371849 | 57841.5 | 416669 | 28959.2 | 476183 | 3994076
2038-08-01 | 2105514 | 22719.2 | 6414.58 | 27175.3 | 269537 | 174526 | 36689.9 | 371849 | 57841.5 | 416669 | 28959.2 | 476183 | 3994076
2038-09-01 | 2037594 | 22203.7 | 6237.16 | 26298.7 | 260842 | 168896 | 35506.3 | 366904 | 55975.6 | 409184 | 28439 | 467629 | 3885710
2038-10-01 | 2105514 | 22943.8 | 6445.06 | 27175.3 | 269537 | 174526 | 36689.9 | 379134 | 57841.5 | 422824 | 29386.9 | 483216 | 4015233
2038-11-01 | 2037594 | 22203.7 | 6237.16 | 26298.7 | 260842 | 168896 | 35506.3 | 366904 | 55975.6 | 409184 | 28439 | 467629 | 3885710
2038-12-01 | 2105514 | 22943.8 | 6445.06 | 27175.3 | 269537 | 174526 | 36689.9 | 379134 | 57841.5 | 422824 | 29386.9 | 483216 | 4015233
2039-01-01 | 2105514 | 22943.8 | 6445.06 | 27175.3 | 269537 | 174526 | 36689.9 | 379134 | 57841.5 | 422824 | 29386.9 | 483216 | 4015233
2039-02-01 | 1901754 | 20723.5 | 5821.34 | 24545.5 | 243453 | 157636 | 33139.2 | 342444 | 52243.9 | 381905 | 26543 | 436454 | 3626663
2039-03-01 | 2105514 | 22943.8 | 6445.06 | 27175.3 | 269537 | 174526 | 36689.9 | 379134 | 57841.5 | 422824 | 29386.9 | 483216 | 4015233
2039-04-01 | 2037594 | 22203.7 | 6237.16 | 26298.7 | 260842 | 168896 | 35506.3 | 366904 | 55975.6 | 409184 | 28439 | 467629 | 3885710
2039-05-01 | 2105514 | 22943.8 | 6445.06 | 27175.3 | 269537 | 174526 | 36689.9 | 379134 | 57841.5 | 422824 | 29386.9 | 483216 | 4015233
2039-06-01 | 2037594 | 22203.7 | 6237.16 | 26298.7 | 260842 | 168896 | 35506.3 | 366904 | 55975.6 | 409184 | 28439 | 467629 | 3885710
2039-07-01 | 2105514 | 22943.8 | 6445.06 | 27175.3 | 269537 | 174526 | 36689.9 | 379134 | 57841.5 | 422824 | 29386.9 | 483216 | 4015233
2039-08-01 | 2105514 | 22943.8 | 6445.06 | 27175.3 | 269537 | 174526 | 36689.9 | 379134 | 57841.5 | 422824 | 29386.9 | 483216 | 4015233
2039-09-01 | 2037594 | 22421.1 | 6265.81 | 26298.7 | 260842 | 168896 | 35506.3 | 373955 | 55975.6 | 415141 | 28852.9 | 474436 | 3906184
2039-10-01 | 2105514 | 23168.5 | 6474.67 | 27175.3 | 269537 | 174526 | 36689.9 | 386420 | 57841.5 | 428979 | 29814.7 | 490250 | 4036390
2039-11-01 | 2037594 | 22421.1 | 6265.81 | 26298.7 | 260842 | 168896 | 35506.3 | 373955 | 55975.6 | 415141 | 28852.9 | 474436 | 3906184
2039-12-01 | 2105514 | 23168.5 | 6474.67 | 27175.3 | 269537 | 174526 | 36689.9 | 386420 | 57841.5 | 428979 | 29814.7 | 490250 | 4036390
2040-01-01 | 2105514 | 23168.5 | 6474.67 | 27175.3 | 269537 | 174526 | 36689.9 | 386420 | 57841.5 | 428979 | 29814.7 | 490250 | 4036390
2040-02-01 | 1901754 | 20926.4 | 5848.09 | 24545.5 | 243453 | 157636 | 33139.2 | 349024 | 52243.9 | 387465 | 26929.4 | 442807 | 3645771
2040-03-01 | 2105514 | 23168.5 | 6474.67 | 27175.3 | 269537 | 174526 | 36689.9 | 386420 | 57841.5 | 428979 | 29814.7 | 490250 | 4036390
2040-04-01 | 2037594 | 22421.1 | 6265.81 | 26298.7 | 260842 | 168896 | 35506.3 | 373955 | 55975.6 | 415141 | 28852.9 | 474436 | 3906184
2040-05-01 | 2105514 | 23168.5 | 6474.67 | 27175.3 | 269537 | 174526 | 36689.9 | 386420 | 57841.5 | 428979 | 29814.7 | 490250 | 4036390
2040-06-01 | 2037594 | 22421.1 | 6265.81 | 26298.7 | 260842 | 168896 | 35506.3 | 373955 | 55975.6 | 415141 | 28852.9 | 474436 | 3906184
2040-07-01 | 2105514 | 23168.5 | 6474.67 | 27175.3 | 269537 | 174526 | 36689.9 | 386420 | 57841.5 | 428979 | 29814.7 | 490250 | 4036390
2040-08-01 | 2105514 | 23168.5 | 6474.67 | 27175.3 | 269537 | 174526 | 36689.9 | 386420 | 57841.5 | 428979 | 29814.7 | 490250 | 4036390
2040-09-01 | 2037594 | 22603.4 | 6298.39 | 26298.7 | 260842 | 168896 | 35506.3 | 379735 | 55975.6 | 419376 | 29147.4 | 479276 | 3921549
2040-10-01 | 2105514 | 23356.9 | 6508.33 | 27175.3 | 269537 | 174526 | 36689.9 | 392393 | 57841.5 | 433355 | 30119 | 495252 | 4052267
2040-11-01 | 2037594 | 22603.4 | 6298.39 | 26298.7 | 260842 | 168896 | 35506.3 | 379735 | 55975.6 | 419376 | 29147.4 | 479276 | 3921549
2040-12-01 | 2105514 | 23356.9 | 6508.33 | 27175.3 | 269537 | 174526 | 36689.9 | 392393 | 57841.5 | 433355 | 30119 | 495252 | 4052267
2041-01-01 | 2105514 | 23356.9 | 6508.33 | 27175.3 | 269537 | 174526 | 36689.9 | 392393 | 57841.5 | 433355 | 30119 | 495252 | 4052267
2041-02-01 | 1901754 | 21096.5 | 5878.5 | 24545.5 | 243453 | 157636 | 33139.2 | 354419 | 52243.9 | 391417 | 27204.3 | 447324 | 3660112
2041-03-01 | 2105514 | 23356.9 | 6508.33 | 27175.3 | 269537 | 174526 | 36689.9 | 392393 | 57841.5 | 433355 | 30119 | 495252 | 4052267
2041-04-01 | 2037594 | 22603.4 | 6298.39 | 26298.7 | 260842 | 168896 | 35506.3 | 379735 | 55975.6 | 419376 | 29147.4 | 479276 | 3921549
2041-05-01 | 2105514 | 23356.9 | 6508.33 | 27175.3 | 269537 | 174526 | 36689.9 | 392393 | 57841.5 | 433355 | 30119 | 495252 | 4052267
2041-06-01 | 2037594 | 22603.4 | 6298.39 | 26298.7 | 260842 | 168896 | 35506.3 | 379735 | 55975.6 | 419376 | 29147.4 | 479276 | 3921549
2041-07-01 | 2105514 | 23356.9 | 6508.33 | 27175.3 | 269537 | 174526 | 36689.9 | 392393 | 57841.5 | 433355 | 30119 | 495252 | 4052267
2041-08-01 | 2105514 | 23356.9 | 6508.33 | 27175.3 | 269537 | 174526 | 36689.9 | 392393 | 57841.5 | 433355 | 30119 | 495252 | 4052267
2041-09-01 | 2037594 | 22785.8 | 6330.32 | 26298.7 | 260842 | 168896 | 35506.3 | 381818 | 55975.6 | 423611 | 29442 | 484116 | 3933216
2041-10-01 | 2105514 | 23545.3 | 6541.33 | 27175.3 | 269537 | 174526 | 36689.9 | 394545 | 57841.5 | 437731 | 30423.4 | 500254 | 4064323
2041-11-01 | 2037594 | 22785.8 | 6330.32 | 26298.7 | 260842 | 168896 | 35506.3 | 381818 | 55975.6 | 423611 | 29442 | 484116 | 3933216
2041-12-01 | 2105514 | 23545.3 | 6541.33 | 27175.3 | 269537 | 174526 | 36689.9 | 394545 | 57841.5 | 437731 | 30423.4 | 500254 | 4064323
2042-01-01 | 2105514 | 23545.3 | 6541.33 | 27175.3 | 269537 | 174526 | 36689.9 | 394545 | 57841.5 | 437731 | 30423.4 | 500254 | 4064323
2042-02-01 | 1901754 | 21266.7 | 5908.3 | 24545.5 | 243453 | 157636 | 33139.2 | 356364 | 52243.9 | 395370 | 27479.2 | 451842 | 3671002
2042-03-01 | 2105514 | 23545.3 | 6541.33 | 27175.3 | 269537 | 174526 | 36689.9 | 394545 | 57841.5 | 437731 | 30423.4 | 500254 | 4064323
2042-04-01 | 2037594 | 22785.8 | 6330.32 | 26298.7 | 260842 | 168896 | 35506.3 | 381818 | 55975.6 | 423611 | 29442 | 484116 | 3933216
2042-05-01 | 2105514 | 23545.3 | 6541.33 | 27175.3 | 269537 | 174526 | 36689.9 | 394545 | 57841.5 | 437731 | 30423.4 | 500254 | 4064323
2042-06-01 | 2037594 | 22785.8 | 6330.32 | 26298.7 | 260842 | 168896 | 35506.3 | 381818 | 55975.6 | 423611 | 29442 | 484116 | 3933216
2042-07-01 | 2105514 | 23545.3 | 6541.33 | 27175.3 | 269537 | 174526 | 36689.9 | 394545 | 57841.5 | 437731 | 30423.4 | 500254 | 4064323
2042-08-01 | 2105514 | 23545.3 | 6541.33 | 27175.3 | 269537 | 174526 | 36689.9 | 394545 | 57841.5 | 437731 | 30423.4 | 500254 | 4064323
2042-09-01 | 2037594 | 22968.1 | 6361.62 | 26298.7 | 260842 | 168896 | 35506.3 | 381818 | 55975.6 | 427846 | 29736.6 | 488957 | 3942800
2042-10-01 | 2105514 | 23733.7 | 6573.67 | 27175.3 | 269537 | 174526 | 36689.9 | 394545 | 57841.5 | 442108 | 30727.8 | 505255 | 4074226
2042-11-01 | 2037594 | 22968.1 | 6361.62 | 26298.7 | 260842 | 168896 | 35506.3 | 381818 | 55975.6 | 427846 | 29736.6 | 488957 | 3942800
2042-12-01 | 2105514 | 23733.7 | 6573.67 | 27175.3 | 269537 | 174526 | 36689.9 | 394545 | 57841.5 | 442108 | 30727.8 | 505255 | 4074226
2043-01-01 | 2105514 | 23733.7 | 6573.67 | 27175.3 | 269537 | 174526 | 36689.9 | 394545 | 57841.5 | 442108 | 30727.8 | 505255 | 4074226
2043-02-01 | 1901754 | 21436.9 | 5937.51 | 24545.5 | 243453 | 157636 | 33139.2 | 356364 | 52243.9 | 399323 | 27754.1 | 456360 | 3679946
2043-03-01 | 2105514 | 23733.7 | 6573.67 | 27175.3 | 269537 | 174526 | 36689.9 | 394545 | 57841.5 | 442108 | 30727.8 | 505255 | 4074226
2043-04-01 | 2037594 | 22968.1 | 6361.62 | 26298.7 | 260842 | 168896 | 35506.3 | 381818 | 55975.6 | 427846 | 29736.6 | 488957 | 3942800
2043-05-01 | 2105514 | 23733.7 | 6573.67 | 27175.3 | 253958 | 174526 | 36689.9 | 372845 | 57841.5 | 442108 | 30727.8 | 505255 | 4036947
2043-06-01 | 2037594 | 22968.1 | 6361.62 | 26298.7 | 205074 | 168896 | 35506.3 | 301255 | 55975.6 | 427846 | 29736.6 | 488957 | 3806468
2043-07-01 | 2105514 | 23733.7 | 6573.67 | 27175.3 | 182854 | 174526 | 36689.9 | 269238 | 57841.5 | 442108 | 30727.8 | 505255 | 3862236
2043-08-01 | 2105514 | 23733.7 | 6573.67 | 27175.3 | 221910 | 174526 | 36689.9 | 325421 | 57841.5 | 442108 | 30727.8 | 505255 | 3957475
2043-09-01 | 2037594 | 23150.5 | 6392.3 | 26298.7 | 260842 | 168896 | 35506.3 | 381818 | 55975.6 | 432081 | 30031.1 | 493797 | 3952383
2043-10-01 | 2105514 | 23922.1 | 6605.38 | 27175.3 | 269537 | 174526 | 36689.9 | 394545 | 57841.5 | 446484 | 31032.1 | 510257 | 4084129
2043-11-01 | 2037594 | 23150.5 | 6392.3 | 26298.7 | 260842 | 168896 | 35506.3 | 381818 | 55975.6 | 432081 | 30031.1 | 493797 | 3952383
2043-12-01 | 2105514 | 23922.1 | 6605.38 | 27175.3 | 269537 | 174526 | 36689.9 | 394545 | 57841.5 | 446484 | 31032.1 | 510257 | 4084129
2044-01-01 | 2105514 | 23922.1 | 6605.38 | 27175.3 | 269537 | 174526 | 36689.9 | 394545 | 57841.5 | 446484 | 31032.1 | 510257 | 4084129
2044-02-01 | 1901754 | 21607.1 | 5966.15 | 24545.5 | 243453 | 157636 | 33139.2 | 356364 | 52243.9 | 403276 | 28029 | 460877 | 3688891
2044-03-01 | 2105514 | 23922.1 | 6605.38 | 27175.3 | 269537 | 174526 | 36689.9 | 394545 | 57841.5 | 446484 | 31032.1 | 510257 | 4084129
2044-04-01 | 2037594 | 23150.5 | 6392.3 | 26298.7 | 260842 | 168896 | 35506.3 | 381818 | 55975.6 | 432081 | 30031.1 | 493797 | 3952383
2044-05-01 | 2105514 | 23922.1 | 6605.38 | 27175.3 | 269537 | 174526 | 36689.9 | 394545 | 57841.5 | 446484 | 31032.1 | 510257 | 4084129
2044-06-01 | 2037594 | 23150.5 | 6392.3 | 26298.7 | 185537 | 168896 | 35506.3 | 272465 | 55975.6 | 432081 | 30031.1 | 493797 | 3767725
2044-07-01 | 2105514 | 23922.1 | 6605.38 | 27175.3 | 202449 | 174526 | 36689.9 | 297487 | 57841.5 | 446484 | 31032.1 | 510257 | 3919983
2044-08-01 | 2105514 | 23922.1 | 6605.38 | 27175.3 | 225090 | 174526 | 36689.9 | 330116 | 57841.5 | 446484 | 31032.1 | 510257 | 3975253
2044-09-01 | 2037594 | 23332.8 | 6422.39 | 26298.7 | 260842 | 168896 | 35506.3 | 381818 | 55975.6 | 436316 | 30325.7 | 498637 | 3961965
2044-10-01 | 2105514 | 24110.6 | 6636.47 | 27175.3 | 269537 | 174526 | 36689.9 | 394545 | 57841.5 | 450860 | 31336.5 | 515259 | 4094031
2044-11-01 | 2037594 | 23332.8 | 6422.39 | 26298.7 | 260842 | 168896 | 35506.3 | 381818 | 55975.6 | 436316 | 30325.7 | 498637 | 3961965
2044-12-01 | 2105514 | 24110.6 | 6636.47 | 27175.3 | 269537 | 174526 | 36689.9 | 394545 | 57841.5 | 450860 | 31336.5 | 515259 | 4094031
2045-01-01 | 2105514 | 24110.6 | 6636.47 | 27175.3 | 269537 | 174526 | 36689.9 | 394545 | 57841.5 | 450860 | 31336.5 | 515259 | 4094031
2045-02-01 | 1901754 | 21777.3 | 5994.23 | 24545.5 | 243453 | 157636 | 33139.2 | 356364 | 52243.9 | 407228 | 28303.9 | 465395 | 3697834
2045-03-01 | 2105514 | 24110.6 | 6636.47 | 27175.3 | 269537 | 174526 | 36689.9 | 394545 | 57841.5 | 450860 | 31336.5 | 515259 | 4094031
2045-04-01 | 2037594 | 23332.8 | 6422.39 | 26298.7 | 260842 | 168896 | 35506.3 | 381818 | 55975.6 | 436316 | 30325.7 | 498637 | 3961965
2045-05-01 | 2105514 | 24110.6 | 6636.47 | 27175.3 | 269537 | 174526 | 36689.9 | 394545 | 57841.5 | 450860 | 31336.5 | 515259 | 4094031
2045-06-01 | 2037594 | 23332.8 | 6422.39 | 26298.7 | 148640 | 168896 | 35506.3 | 218438 | 55975.6 | 436316 | 30325.7 | 498637 | 3686383
2045-07-01 | 2105514 | 24110.6 | 6636.47 | 27175.3 | 153600 | 174526 | 36689.9 | 218539 | 57841.5 | 450860 | 31336.5 | 515259 | 3802087
2045-08-01 | 2105514 | 24110.6 | 6636.47 | 27175.3 | 161426 | 174526 | 36689.9 | 237161 | 57841.5 | 450860 | 31336.5 | 515259 | 3828535
2045-09-01 | 2037594 | 23522.1 | 6422.39 | 26298.7 | 260842 | 168896 | 35506.3 | 381818 | 55975.6 | 440768 | 30635.1 | 503725 | 3972003
2045-10-01 | 2105514 | 24306.2 | 6636.47 | 27175.3 | 269537 | 174526 | 36689.9 | 394545 | 57841.5 | 455460 | 31656.3 | 520515 | 4104403
2045-11-01 | 2037594 | 23522.1 | 6422.39 | 26298.7 | 260842 | 168896 | 35506.3 | 381818 | 55975.6 | 440768 | 30635.1 | 503725 | 3972003
2045-12-01 | 2105514 | 24306.2 | 6636.47 | 27175.3 | 269537 | 174526 | 36689.9 | 394545 | 57841.5 | 455460 | 31656.3 | 520515 | 4104403
2046-01-01 | 2105514 | 24306.2 | 6636.47 | 27175.3 | 269537 | 174526 | 36689.9 | 394545 | 57841.5 | 455460 | 31656.3 | 520515 | 4104403
2046-02-01 | 1901754 | 21954 | 5994.23 | 24545.5 | 243453 | 157636 | 33139.2 | 356364 | 52243.9 | 411383 | 28592.8 | 470143 | 3707203
2046-03-01 | 2105514 | 24306.2 | 6636.47 | 27175.3 | 269537 | 174526 | 36689.9 | 394545 | 57841.5 | 455460 | 31656.3 | 520515 | 4104403
2046-04-01 | 2037594 | 23522.1 | 6422.39 | 26298.7 | 260842 | 168896 | 35506.3 | 381818 | 55975.6 | 440768 | 30635.1 | 503725 | 3972003
2046-05-01 | 2105514 | 24306.2 | 6636.47 | 27175.3 | 241882 | 174526 | 36689.9 | 354854 | 57841.5 | 455460 | 31656.3 | 520515 | 4037057
2046-06-01 | 2037594 | 23522.1 | 6422.39 | 26298.7 | 240862 | 168896 | 35506.3 | 353373 | 55975.6 | 440768 | 30635.1 | 503725 | 3923577
2046-07-01 | 2105514 | 24306.2 | 6636.47 | 27175.3 | 219430 | 174526 | 36689.9 | 321752 | 57841.5 | 455460 | 31656.3 | 520515 | 3981503
2046-08-01 | 2105514 | 24306.2 | 6636.47 | 27175.3 | 248351 | 174526 | 36689.9 | 364165 | 57841.5 | 455460 | 31656.3 | 520515 | 4052838
2046-09-01 | 2037594 | 23711.5 | 6422.39 | 26298.7 | 260842 | 168896 | 35506.3 | 381818 | 55975.6 | 445220 | 30944.6 | 508812 | 3982041
2046-10-01 | 2105514 | 24501.9 | 6636.47 | 27175.3 | 269537 | 174526 | 36689.9 | 394545 | 57841.5 | 460060 | 31976.1 | 525772 | 4114776
2046-11-01 | 2037594 | 23711.5 | 6422.39 | 26298.7 | 260842 | 168896 | 35506.3 | 381818 | 55975.6 | 445220 | 30944.6 | 508812 | 3982041
2046-12-01 | 2105514 | 24501.9 | 6636.47 | 27175.3 | 269537 | 174526 | 36689.9 | 394545 | 57841.5 | 460060 | 31976.1 | 525772 | 4114776
2047-01-01 | 2105514 | 24501.9 | 6636.47 | 27175.3 | 269537 | 174526 | 36689.9 | 394545 | 57841.5 | 460060 | 31976.1 | 525772 | 4114776
2047-02-01 | 1901754 | 22130.7 | 5994.23 | 24545.5 | 243453 | 157636 | 33139.2 | 356364 | 52243.9 | 415538 | 28881.6 | 474891 | 3716571
2047-03-01 | 2105514 | 24501.9 | 6636.47 | 27175.3 | 239133 | 174526 | 36689.9 | 350711 | 57841.5 | 460060 | 31976.1 | 525772 | 4040538
2047-04-01 | 2037594 | 23711.5 | 6422.39 | 26298.7 | 260842 | 168896 | 35506.3 | 381818 | 55975.6 | 445220 | 30944.6 | 508812 | 3982041
2047-05-01 | 2105514 | 24501.9 | 6636.47 | 27175.3 | 243796 | 174526 | 36689.9 | 357655 | 57841.5 | 460060 | 31976.1 | 525772 | 4052145
2047-06-01 | 2037594 | 23711.5 | 6422.39 | 26298.7 | 148640 | 168896 | 35506.3 | 208893 | 55975.6 | 445220 | 30944.6 | 508812 | 3696913
2047-07-01 | 2105514 | 24501.9 | 6636.47 | 27175.3 | 153600 | 174526 | 36689.9 | 211200 | 57841.5 | 460060 | 31976.1 | 525772 | 3815493
2047-08-01 | 2105514 | 24501.9 | 6636.47 | 27175.3 | 153620 | 174526 | 36689.9 | 223510 | 57841.5 | 460060 | 31976.1 | 525772 | 3827823
2047-09-01 | 2037594 | 23900.8 | 6422.39 | 26298.7 | 260842 | 168896 | 35506.3 | 381818 | 55975.6 | 449671 | 31254.1 | 513899 | 3992079
2047-10-01 | 2105514 | 24697.5 | 6636.47 | 27175.3 | 269537 | 174526 | 36689.9 | 394545 | 57841.5 | 464661 | 32295.9 | 531029 | 4125148
2047-11-01 | 2037594 | 23900.8 | 6422.39 | 26298.7 | 260842 | 168896 | 35506.3 | 381818 | 55975.6 | 449671 | 31254.1 | 513899 | 3992079
2047-12-01 | 2105514 | 24697.5 | 6636.47 | 27175.3 | 269537 | 174526 | 36689.9 | 394545 | 57841.5 | 464661 | 32295.9 | 531029 | 4125148
2048-01-01 | 2105514 | 24697.5 | 6636.47 | 27175.3 | 269537 | 174526 | 36689.9 | 394545 | 57841.5 | 464661 | 32295.9 | 531029 | 4125148
2048-02-01 | 1901754 | 22307.5 | 5994.23 | 24545.5 | 243453 | 157636 | 33139.2 | 356364 | 52243.9 | 419693 | 29170.5 | 479639 | 3725940
2048-03-01 | 2105514 | 24697.5 | 6636.47 | 27175.3 | 269537 | 174526 | 36689.9 | 394545 | 57841.5 | 464661 | 32295.9 | 531029 | 4125148
2048-04-01 | 2037594 | 23900.8 | 6422.39 | 26298.7 | 212378 | 168896 | 35506.3 | 311182 | 55975.6 | 449671 | 31254.1 | 513899 | 3872978
2048-05-01 | 2105514 | 24697.5 | 6636.47 | 27175.3 | 177167 | 174526 | 36689.9 | 259927 | 57841.5 | 464661 | 32295.9 | 531029 | 3898159
2048-06-01 | 2037594 | 23900.8 | 6422.39 | 26298.7 | 148640 | 168896 | 35506.3 | 186060 | 55975.6 | 449671 | 31254.1 | 513899 | 3684118
2048-07-01 | 2105514 | 24697.5 | 6636.47 | 27175.3 | 153600 | 174526 | 36689.9 | 192972 | 57841.5 | 464661 | 32295.9 | 531029 | 3807638
2048-08-01 | 2105514 | 24697.5 | 6636.47 | 27175.3 | 153600 | 174526 | 36689.9 | 181451 | 57841.5 | 464661 | 32295.9 | 531029 | 3796117
2048-09-01 | 2037594 | 24090.2 | 6422.39 | 26298.7 | 260842 | 168896 | 35506.3 | 381818 | 55975.6 | 454123 | 31563.6 | 518986 | 4002116
2048-10-01 | 2105514 | 24893.2 | 6636.47 | 27175.3 | 269537 | 174526 | 36689.9 | 394545 | 57841.5 | 469261 | 32615.7 | 536286 | 4135520
2048-11-01 | 2037594 | 24090.2 | 6422.39 | 26298.7 | 260842 | 168896 | 35506.3 | 381818 | 55975.6 | 454123 | 31563.6 | 518986 | 4002116
2048-12-01 | 2105514 | 24893.2 | 6636.47 | 27175.3 | 269537 | 174526 | 36689.9 | 394545 | 57841.5 | 469261 | 32615.7 | 536286 | 4135520
2049-01-01 | 2105514 | 24893.2 | 6636.47 | 27175.3 | 269537 | 174526 | 36689.9 | 394545 | 57841.5 | 469261 | 32615.7 | 536286 | 4135520
2049-02-01 | 1901754 | 22484.2 | 5994.23 | 24545.5 | 243453 | 157636 | 33139.2 | 356364 | 52243.9 | 423848 | 29459.3 | 484387 | 3735309
2049-03-01 | 2105514 | 24893.2 | 6636.47 | 27175.3 | 269537 | 174526 | 36689.9 | 394545 | 57841.5 | 469261 | 32615.7 | 536286 | 4135520
2049-04-01 | 2037594 | 24090.2 | 6422.39 | 26298.7 | 260842 | 168896 | 35506.3 | 381818 | 55975.6 | 454123 | 31563.6 | 518986 | 4002116
2049-05-01 | 2105514 | 24893.2 | 6636.47 | 27175.3 | 250508 | 174526 | 36689.9 | 366691 | 57841.5 | 469261 | 32615.7 | 536286 | 4088636
2049-06-01 | 2037594 | 24090.2 | 6422.39 | 26298.7 | 188771 | 168896 | 35506.3 | 276627 | 55975.6 | 454123 | 31563.6 | 518986 | 3824855
2049-07-01 | 2105514 | 24893.2 | 6636.47 | 27175.3 | 185738 | 174526 | 36689.9 | 272079 | 57841.5 | 469261 | 32615.7 | 536286 | 3929254
2049-08-01 | 2105514 | 24893.2 | 6636.47 | 27175.3 | 216465 | 174526 | 36689.9 | 317254 | 57841.5 | 469261 | 32615.7 | 536286 | 4005157
2049-09-01 | 2037594 | 24279.5 | 6422.39 | 26298.7 | 260842 | 168896 | 35506.3 | 381818 | 55975.6 | 458575 | 31873 | 524074 | 4012154
2049-10-01 | 2105514 | 25088.9 | 6636.47 | 27175.3 | 269537 | 174526 | 36689.9 | 394545 | 57841.5 | 473861 | 32935.5 | 541543 | 4145893
2049-11-01 | 2037594 | 24279.5 | 6422.39 | 26298.7 | 260842 | 168896 | 35506.3 | 381818 | 55975.6 | 458575 | 31873 | 524074 | 4012154
2049-12-01 | 2105514 | 25088.9 | 6636.47 | 27175.3 | 269537 | 174526 | 36689.9 | 394545 | 57841.5 | 473861 | 32935.5 | 541543 | 4145893
2050-01-01 | 2105514 | 25088.9 | 6636.47 | 27175.3 | 269537 | 174526 | 36689.9 | 394545 | 57841.5 | 473861 | 32935.5 | 541543 | 4145893
2050-02-01 | 1901754 | 22660.9 | 5994.23 | 24545.5 | 243453 | 157636 | 33139.2 | 356364 | 52243.9 | 428003 | 29748.2 | 489135 | 3744677
2050-03-01 | 2105514 | 25088.9 | 6636.47 | 27175.3 | 269537 | 174526 | 36689.9 | 394545 | 57841.5 | 473861 | 32935.5 | 541543 | 4145893
2050-04-01 | 2037594 | 24279.5 | 6422.39 | 26298.7 | 260842 | 168896 | 35506.3 | 381818 | 55975.6 | 458575 | 31873 | 524074 | 4012154
2050-05-01 | 2105514 | 25088.9 | 6636.47 | 27175.3 | 269537 | 174526 | 36689.9 | 394545 | 57841.5 | 473861 | 32935.5 | 541543 | 4145893
2050-06-01 | 2037594 | 24279.5 | 6422.39 | 26298.7 | 194040 | 168896 | 35506.3 | 284035 | 55975.6 | 458575 | 31873 | 524074 | 3847569
2050-07-01 | 2105514 | 25088.9 | 6636.47 | 27175.3 | 229214 | 174526 | 36689.9 | 335877 | 57841.5 | 473861 | 32935.5 | 541543 | 4046901
2050-08-01 | 2105514 | 25088.9 | 6636.47 | 27175.3 | 181021 | 174526 | 36689.9 | 264977 | 57841.5 | 473861 | 32935.5 | 541543 | 3927808
2050-09-01 | 2037594 | 24279.5 | 6422.39 | 26298.7 | 260842 | 168896 | 35506.3 | 381818 | 55975.6 | 458575 | 31873 | 524074 | 4012154
2050-10-01 | 2105514 | 25088.9 | 6636.47 | 27175.3 | 269537 | 174526 | 36689.9 | 394545 | 57841.5 | 473861 | 32935.5 | 541543 | 4145893
2050-11-01 | 2037594 | 24279.5 | 6422.39 | 26298.7 | 260842 | 168896 | 35506.3 | 381818 | 55975.6 | 458575 | 31873 | 524074 | 4012154
2050-12-01 | 2105514 | 25088.9 | 6636.47 | 27175.3 | 269537 | 174526 | 36689.9 | 394545 | 57841.5 | 473861 | 32935.5 | 541543 | 4145893
2051-01-01 | 2105514 | 25088.9 | 6636.47 | 27175.3 | 269537 | 174526 | 36689.9 | 394545 | 57841.5 | 473861 | 32935.5 | 541543 | 4145893
2051-02-01 | 1901754 | 22660.9 | 5994.23 | 24545.5 | 243453 | 157636 | 33139.2 | 356364 | 52243.9 | 428003 | 29748.2 | 489135 | 3744677
2051-03-01 | 2105514 | 25088.9 | 6636.47 | 27175.3 | 269537 | 174526 | 36689.9 | 394545 | 57841.5 | 473861 | 32935.5 | 541543 | 4145893
2051-04-01 | 2037594 | 24279.5 | 6422.39 | 26298.7 | 260842 | 168896 | 35506.3 | 381818 | 55975.6 | 458575 | 31873 | 524074 | 4012154
2051-05-01 | 2105514 | 25088.9 | 6636.47 | 27175.3 | 269537 | 174526 | 36689.9 | 394545 | 57841.5 | 473861 | 32935.5 | 541543 | 4145893
2051-06-01 | 2037594 | 24279.5 | 6422.39 | 26298.7 | 260842 | 168896 | 35506.3 | 381818 | 55975.6 | 458575 | 31873 | 524074 | 4012154
2051-07-01 | 2105514 | 25088.9 | 6636.47 | 27175.3 | 269537 | 174526 | 36689.9 | 394545 | 57841.5 | 473861 | 32935.5 | 541543 | 4145893
2051-08-01 | 2105514 | 25088.9 | 6636.47 | 27175.3 | 269537 | 174526 | 36689.9 | 394545 | 57841.5 | 473861 | 32935.5 | 541543 | 4145893
Sum | 818093906 | 8334372 | 2450452 | 8639123 | 86782168 | 58326526 | 11663829 | 110608850 | 22474207 | 147922719 | 10013914 | 163485221 | 1448795287

## Wastewater Reuse AG
Transmission Link Flow
Scenario: Wastewater Reuse No Desal, All months (12)
Cubic Meter
| "Transmission Link from Agadir WWTP to I_Modern Public Massa" | "Transmission Link from Ait Baha WWTP to I_PMH Anti Atlas Ait Baha" | "Transmission Link from Ait Iaaza WWTP to I_Moderne Public Souss Amont" | "Transmission Link from Aoulouz WWTP to I_Traditionnel rehabilite du Souss 1ere" | "Transmission Link from Biougra WWTP to I_Moderne Prive Massa" | "Transmission Link from Drargua WWTP to I_Traditional Rehabilite Issen" | "Transmission Link from ElGuerdane WWTP to I_El Guerdane" | "Transmission Link from Lqliaa WWTP to I_Modern Prive Chtouka" | "Transmission Link from Oulad Berhil WWTP to I_Traditionnel Rehabilite Souss Amon" | "Transmission Link from Ouled Teima WWTP to I_Moderne Public Issen" | Sum
2018-09-01 | 0 | 0 | 0 | 0 | 0 | 0 | 0 | 0 | 0 | 0 | 0
2018-10-01 | 0 | 0 | 0 | 0 | 0 | 0 | 0 | 0 | 0 | 0 | 0
2018-11-01 | 0 | 0 | 0 | 0 | 0 | 0 | 0 | 0 | 0 | 0 | 0
2018-12-01 | 0 | 0 | 0 | 0 | 0 | 0 | 0 | 0 | 0 | 0 | 0
2019-01-01 | 0 | 0 | 0 | 0 | 0 | 0 | 0 | 0 | 0 | 0 | 0
2019-02-01 | 0 | 0 | 0 | 0 | 0 | 0 | 0 | 0 | 0 | 0 | 0
2019-03-01 | 0 | 0 | 0 | 0 | 0 | 0 | 0 | 0 | 0 | 0 | 0
2019-04-01 | 0 | 0 | 0 | 0 | 0 | 0 | 0 | 0 | 0 | 0 | 0
2019-05-01 | 0 | 0 | 0 | 0 | 0 | 0 | 0 | 0 | 0 | 0 | 0
2019-06-01 | 0 | 0 | 0 | 0 | 0 | 0 | 0 | 0 | 0 | 0 | 0
2019-07-01 | 0 | 0 | 0 | 0 | 0 | 0 | 0 | 0 | 0 | 0 | 0
2019-08-01 | 0 | 0 | 0 | 0 | 0 | 0 | 0 | 0 | 0 | 0 | 0
2019-09-01 | 1372371 | 0 | 5681.93 | 0 | 0 | 30000 | 0 | 0 | 45900 | 173308 | 1627261
2019-10-01 | 1935330 | 12336 | 5871.33 | 0 | 35836 | 30992 | 0 | 0 | 47430 | 0 | 2067795
2019-11-01 | 1209246 | 11940 | 5681.93 | 0 | 34680 | 30000 | 0 | 0 | 45900 | 172157 | 1509604
2019-12-01 | 1935330 | 0 | 5871.33 | 0 | 35836 | 31000 | 0 | 0 | 47430 | 182291 | 2237758
2020-01-01 | 1935330 | 0 | 5871.33 | 0 | 35836 | 31000 | 0 | 0 | 47430 | 181680 | 2237147
2020-02-01 | 0 | 0 | 5303.14 | 0 | 32368 | 28000 | 0 | 0 | 42840 | 157368 | 265879
2020-03-01 | 0 | 12336 | 5871.33 | 0 | 35836 | 774.66 | 0 | 0 | 25551.9 | 0 | 80369.9
2020-04-01 | 1872900 | 11940 | 5681.93 | 0 | 34680 | 30000 | 0 | 0 | 45900 | 171557 | 2172659
2020-05-01 | 1935330 | 12338 | 5871.33 | 0 | 35836 | 31000 | 0 | 0 | 47430 | 186000 | 2253805
2020-06-01 | 1872900 | 11940 | 5681.93 | 0 | 34680 | 30000 | 0 | 0 | 45900 | 174259 | 2175361
2020-07-01 | 1910897 | 12336 | 5871.33 | 0 | 35836 | 31000 | 0 | 0 | 47430 | 186000 | 2229371
2020-08-01 | 1935330 | 0 | 5871.33 | 0 | 35836 | 0 | 0 | 0 | 0 | 186000 | 2163037
2020-09-01 | 1381515 | 0 | 5712.81 | 0 | 0 | 30000 | 0 | 0 | 45900 | 172922 | 1636051
2020-10-01 | 1935330 | 12336 | 5903.23 | 0 | 35836 | 31000 | 0 | 0 | 47430 | 181406 | 2249241
2020-11-01 | 1872900 | 0 | 5712.81 | 0 | 34680 | 30000 | 0 | 0 | 45900 | 175764 | 2164957
2020-12-01 | 1935330 | 0 | 5903.23 | 0 | 35836 | 31000 | 0 | 0 | 47430 | 181750 | 2237249
2021-01-01 | 1935330 | 12338 | 5903.23 | 0 | 35836 | 31000 | 0 | 0 | 47430 | 182930 | 2250768
2021-02-01 | 0 | 11142 | 5331.95 | 0 | 32368 | 28000 | 0 | 0 | 42840 | 161675 | 281357
2021-03-01 | 1935330 | 12336 | 5903.23 | 0 | 35836 | 31000 | 0 | 0 | 47430 | 181605 | 2249441
2021-04-01 | 1872900 | 11940 | 5712.81 | 0 | 34680 | 30000 | 0 | 0 | 45900 | 173915 | 2175048
2021-05-01 | 1842819 | 12338 | 5903.23 | 0 | 35836 | 31000 | 0 | 0 | 47430 | 186000 | 2161327
2021-06-01 | 1748351 | 11940 | 5712.81 | 0 | 34680 | 30000 | 0 | 0 | 45900 | 180000 | 2056584
2021-07-01 | 1786648 | 12338 | 5903.23 | 0 | 35836 | 31000 | 0 | 0 | 31992.3 | 186000 | 2089718
2021-08-01 | 1788981 | 0 | 5903.23 | 0 | 35836 | 0 | 0 | 0 | 0 | 186000 | 2016720
2021-09-01 | 1592985 | 0 | 5742.14 | 0 | 0 | 30000 | 0 | 0 | 45900 | 174903 | 1849530
2021-10-01 | 1935330 | 12338 | 5933.54 | 0 | 35836 | 31000 | 0 | 0 | 47430 | 184622 | 2252490
2021-11-01 | 1872900 | 11940 | 5742.14 | 0 | 34680 | 30000 | 0 | 0 | 45900 | 179828 | 2180990
2021-12-01 | 1935330 | 12338 | 5933.54 | 0 | 35836 | 31000 | 0 | 0 | 47430 | 185977 | 2253844
2022-01-01 | 1866158 | 12336 | 5933.54 | 0 | 35836 | 31000 | 0 | 0 | 47430 | 175583 | 2174277
2022-02-01 | 741087 | 0 | 5359.33 | 0 | 32368 | 28000 | 0 | 0 | 42840 | 162366 | 1012020
2022-03-01 | 1935330 | 12338 | 5933.54 | 0 | 35836 | 31000 | 0 | 0 | 47430 | 182609 | 2250476
2022-04-01 | 1872900 | 11940 | 5742.14 | 0 | 34680 | 30000 | 0 | 0 | 45900 | 174942 | 2176104
2022-05-01 | 1935330 | 12338 | 5933.54 | 0 | 35836 | 31000 | 0 | 0 | 47430 | 183979 | 2251847
2022-06-01 | 1694652 | 11940 | 5742.14 | 0 | 34680 | 30000 | 0 | 0 | 45900 | 180000 | 2002914
2022-07-01 | 1746475 | 12338 | 5933.54 | 0 | 35836 | 31000 | 0 | 0 | 35073.6 | 186000 | 2052656
2022-08-01 | 1738972 | 0 | 5933.54 | 0 | 35836 | 0 | 0 | 0 | 0 | 186000 | 1966741
2022-09-01 | 1133775 | 0 | 5770.04 | 0 | 0 | 30000 | 0 | 0 | 45900 | 177173 | 1392618
2022-10-01 | 1806442 | 12338 | 5962.38 | 0 | 35836 | 31000 | 0 | 0 | 47430 | 186000 | 2125009
2022-11-01 | 1715294 | 11940 | 5770.04 | 0 | 34680 | 30000 | 0 | 0 | 45900 | 178700 | 2022284
2022-12-01 | 1921800 | 12338 | 5962.38 | 0 | 35836 | 31000 | 0 | 0 | 47430 | 186000 | 2240366
2023-01-01 | 1862021 | 12338 | 5962.38 | 0 | 35836 | 31000 | 0 | 0 | 47430 | 186000 | 2180587
2023-02-01 | 1075166 | 11144 | 5385.37 | 0 | 32368 | 28000 | 0 | 0 | 42840 | 167282 | 1362185
2023-03-01 | 1847504 | 12338 | 5962.38 | 0 | 35836 | 31000 | 0 | 0 | 47429 | 186000 | 2166069
2023-04-01 | 1713915 | 11940 | 5770.04 | 0 | 34680 | 30000 | 0 | 0 | 45898 | 180000 | 2022203
2023-05-01 | 1822941 | 12338 | 5962.38 | 0 | 35836 | 31000 | 0 | 0 | 47430 | 186000 | 2141508
2023-06-01 | 1643155 | 11940 | 5770.04 | 0 | 34680 | 30000 | 0 | 0 | 45900 | 180000 | 1951445
2023-07-01 | 1688508 | 12338 | 5962.38 | 0 | 35836 | 31000 | 0 | 0 | 35109.7 | 186000 | 1994754
2023-08-01 | 1707757 | 0 | 5962.38 | 0 | 35836 | 31000 | 0 | 0 | 0 | 171070 | 1951626
2023-09-01 | 1277526 | 0 | 5796.62 | 0 | 0 | 30000 | 0 | 0 | 45900 | 179969 | 1539192
2023-10-01 | 1738884 | 12338 | 5989.84 | 0 | 35836 | 31000 | 0 | 0 | 47430 | 186000 | 2057478
2023-11-01 | 788571 | 11938 | 5796.62 | 0 | 34680 | 30000 | 0 | 0 | 45900 | 176660 | 1093546
2023-12-01 | 1935330 | 12338 | 5989.84 | 0 | 35836 | 31000 | 0 | 0 | 47430 | 182240 | 2250164
2024-01-01 | 1879270 | 12338 | 5989.84 | 0 | 35836 | 31000 | 0 | 0 | 47430 | 186000 | 2197864
2024-02-01 | 1664937 | 11144 | 5410.18 | 0 | 32368 | 28000 | 0 | 0 | 42840 | 168000 | 1952699
2024-03-01 | 1935330 | 12338 | 5989.84 | 0 | 35836 | 31000 | 0 | 0 | 47430 | 180468 | 2248392
2024-04-01 | 1872900 | 11940 | 5796.62 | 0 | 34680 | 30000 | 0 | 0 | 45900 | 179940 | 2181157
2024-05-01 | 1888193 | 12338 | 5989.84 | 0 | 35836 | 31000 | 0 | 0 | 47430 | 186000 | 2206787
2024-06-01 | 1627295 | 11940 | 5796.62 | 0 | 34680 | 30000 | 0 | 0 | 45900 | 180000 | 1935612
2024-07-01 | 1690929 | 12338 | 5989.84 | 0 | 35836 | 31000 | 0 | 0 | 35596.1 | 176530 | 1988219
2024-08-01 | 1673324 | 0 | 5989.84 | 0 | 35836 | 31000 | 0 | 0 | 0 | 168800 | 1914950
2024-09-01 | 1629546 | 0 | 5821.96 | 0 | 0 | 130050 | 0 | 0 | 45900 | 316165 | 2127483
2024-10-01 | 1702900 | 19955.7 | 6016.02 | 20925 | 153636 | 134385 | 26248.8 | 280180 | 47430 | 326704 | 2718380
2024-11-01 | 731113 | 19312 | 5821.96 | 20250 | 148680 | 130050 | 28050 | 0 | 45900 | 16739.4 | 1145916
2024-12-01 | 1935330 | 19955.7 | 6016.02 | 20925 | 153636 | 134385 | 28985 | 280180 | 47430 | 316720 | 2943562
2025-01-01 | 0 | 19953 | 6016.02 | 0 | 153636 | 20399 | 0 | 0 | 47430 | 0 | 247434
2025-02-01 | 1554109 | 0 | 5433.83 | 0 | 138768 | 121340 | 0 | 253065 | 42840 | 0 | 2115557
2025-03-01 | 1935330 | 19955.7 | 6016.02 | 20925 | 153636 | 134385 | 28985 | 280180 | 47430 | 322725 | 2949568
2025-04-01 | 1872900 | 19312 | 5821.96 | 20250 | 148680 | 130050 | 28050 | 271142 | 45900 | 313265 | 2855370
2025-05-01 | 1788313 | 19955.7 | 6016.02 | 20925 | 153636 | 134385 | 28985 | 280180 | 47430 | 326704 | 2806530
2025-06-01 | 1628389 | 19312 | 5821.96 | 20250 | 148680 | 130050 | 28050 | 271142 | 45900 | 316165 | 2613760
2025-07-01 | 1673187 | 19955.7 | 6016.02 | 20925 | 153636 | 134385 | 28985 | 280180 | 35167.1 | 326704 | 2679141
2025-08-01 | 1670322 | 0 | 6016.02 | 0 | 153636 | 0 | 0 | 0 | 14910.9 | 326704 | 2171589
2025-09-01 | 1632155 | 0 | 5853.55 | 0 | 0 | 130050 | 0 | 0 | 45900 | 324475 | 2138433
2025-10-01 | 1708654 | 20159.3 | 6048.67 | 20925 | 153636 | 134385 | 28336.7 | 287543 | 47430 | 335290 | 2742408
2025-11-01 | 1227346 | 19509 | 5853.55 | 20250 | 148680 | 130050 | 28050 | 278268 | 45900 | 317429 | 2221335
2025-12-01 | 1814357 | 20159.3 | 6048.67 | 0 | 153636 | 134385 | 28985 | 287543 | 47430 | 335290 | 2827834
2026-01-01 | 1935330 | 20159.3 | 6048.67 | 20925 | 153636 | 19545.9 | 28985 | 287543 | 47430 | 329663 | 2849266
2026-02-01 | 0 | 18206 | 5463.31 | 18900 | 138768 | 121380 | 26180 | 0 | 42840 | 295862 | 667599
2026-03-01 | 1935330 | 19137 | 6048.67 | 20925 | 153636 | 134385 | 28985 | 287543 | 47430 | 326168 | 2959588
2026-04-01 | 1768358 | 19507 | 5853.55 | 20250 | 148680 | 130050 | 28050 | 278268 | 45900 | 319965 | 2764881
2026-05-01 | 1746720 | 20159.3 | 6048.67 | 20925 | 153636 | 134385 | 28869.1 | 287543 | 47430 | 335290 | 2781007
2026-06-01 | 1872900 | 19509 | 5853.55 | 20250 | 148680 | 130050 | 28050 | 278268 | 45900 | 324475 | 2873935
2026-07-01 | 1650321 | 20159.3 | 6048.67 | 20925 | 153636 | 134385 | 28985 | 287543 | 47430 | 335290 | 2684724
2026-08-01 | 1662873 | 0 | 6048.67 | 0 | 153636 | 0 | 28985 | 287543 | 0 | 335290 | 2474377
2026-09-01 | 1645849 | 0 | 5883.56 | 0 | 0 | 130050 | 0 | 0 | 45900 | 332784 | 2160467
2026-10-01 | 1192398 | 20362.8 | 6079.68 | 20925 | 153636 | 134385 | 0 | 294907 | 47430 | 340469 | 2210592
2026-11-01 | 1872900 | 19705.9 | 5883.56 | 20250 | 148680 | 130050 | 28050 | 285394 | 45900 | 330664 | 2887478
2026-12-01 | 1805826 | 20362.8 | 6079.68 | 20925 | 153636 | 134385 | 0 | 294907 | 47430 | 343877 | 2827428
2027-01-01 | 1716932 | 0 | 6079.68 | 0 | 153636 | 134370 | 28985 | 294907 | 47420 | 343877 | 2726207
2027-02-01 | 0 | 0 | 5491.33 | 18900 | 138768 | 121380 | 26180 | 0 | 42840 | 308068 | 661627
2027-03-01 | 1935330 | 20362.8 | 6079.68 | 20925 | 153636 | 134350 | 28985 | 294907 | 47430 | 343877 | 2985882
2027-04-01 | 1620681 | 19705.9 | 5883.56 | 20250 | 148680 | 130050 | 28050 | 285394 | 45900 | 332784 | 2637378
2027-05-01 | 1666473 | 20362.8 | 6079.68 | 20925 | 153636 | 134385 | 26544.8 | 294907 | 47430 | 343877 | 2714619
2027-06-01 | 1667396 | 19705.9 | 5883.56 | 20250 | 148680 | 130050 | 0 | 285394 | 45900 | 86150 | 2409409
2027-07-01 | 1625199 | 20362.8 | 6079.68 | 20925 | 153636 | 134385 | 0 | 294907 | 34830.6 | 343877 | 2634201
2027-08-01 | 1640271 | 0 | 6079.68 | 0 | 153636 | 134385 | 0 | 294907 | 0 | 131420 | 2360698
2027-09-01 | 1686794 | 0 | 5912.11 | 0 | 0 | 130050 | 0 | 0 | 45900 | 145710 | 2014366
2027-10-01 | 1935330 | 20564 | 6109.18 | 20925 | 153636 | 134385 | 28985 | 302270 | 47430 | 350121 | 2999756
2027-11-01 | 1370340 | 19902.9 | 5912.11 | 20250 | 148680 | 130050 | 28050 | 0 | 45900 | 336177 | 2105263
2027-12-01 | 0 | 0 | 6109.18 | 0 | 153636 | 9643.6 | 0 | 0 | 47430 | 0 | 216819
2028-01-01 | 0 | 0 | 6109.18 | 0 | 153636 | 1515.8 | 0 | 0 | 11436.1 | 0 | 172697
2028-02-01 | 1248405 | 0 | 5517.97 | 0 | 138768 | 121340 | 0 | 273018 | 42840 | 0 | 1829890
2028-03-01 | 0 | 20564 | 6109.18 | 20922 | 153636 | 134385 | 0 | 302270 | 47430 | 343319 | 1028635
2028-04-01 | 1714577 | 19902.9 | 5912.11 | 20250 | 148680 | 130050 | 28050 | 292520 | 45900 | 341093 | 2746935
2028-05-01 | 1751520 | 20566.3 | 6109.18 | 20925 | 153636 | 134385 | 28985 | 302270 | 47430 | 352463 | 2818290
2028-06-01 | 1621980 | 19902.9 | 5912.11 | 20250 | 148680 | 130050 | 28050 | 292520 | 45900 | 341093 | 2654338
2028-07-01 | 1640121 | 20566.3 | 6109.18 | 20925 | 153636 | 134385 | 28985 | 302270 | 39759.6 | 352463 | 2699221
2028-08-01 | 1642363 | 0 | 6109.18 | 0 | 153636 | 0 | 28985 | 302270 | 0 | 352463 | 2485826
2028-09-01 | 1602705 | 0 | 5939.31 | 0 | 0 | 130050 | 0 | 0 | 45900 | 349403 | 2133997
2028-10-01 | 429679 | 20767 | 6137.28 | 20925 | 153636 | 134385 | 28985 | 303800 | 47430 | 356596 | 1502341
2028-11-01 | 0 | 0 | 5939.31 | 20250 | 148680 | 130030 | 0 | 0 | 45900 | 0 | 350799
2028-12-01 | 1204111 | 0 | 6137.28 | 0 | 153636 | 9712.92 | 0 | 0 | 47430 | 128583 | 1549611
2029-01-01 | 1935330 | 0 | 6137.28 | 0 | 153636 | 134385 | 0 | 303800 | 47430 | 346714 | 2927432
2029-02-01 | 1748040 | 0 | 5543.35 | 0 | 138768 | 121380 | 0 | 0 | 42840 | 319029 | 2375601
2029-03-01 | 1935330 | 20769.8 | 6137.28 | 20925 | 153636 | 134385 | 0 | 303800 | 47430 | 353908 | 2976321
2029-04-01 | 1872900 | 20099.8 | 5939.31 | 20250 | 148680 | 130050 | 0 | 294000 | 45900 | 341055 | 2878874
2029-05-01 | 1658764 | 20769.8 | 6137.28 | 20925 | 153636 | 134385 | 28985 | 303800 | 47430 | 361049 | 2735882
2029-06-01 | 1581559 | 20099.8 | 5939.31 | 20250 | 148680 | 130050 | 28050 | 294000 | 45900 | 349403 | 2623931
2029-07-01 | 1621796 | 20769.8 | 6137.28 | 20925 | 153636 | 134385 | 28985 | 303800 | 34956 | 361049 | 2686440
2029-08-01 | 1658977 | 0 | 6137.28 | 0 | 153636 | 0 | 28985 | 303800 | 0 | 361049 | 2512585
2029-09-01 | 1428995 | 0 | 5965.23 | 0 | 0 | 130050 | 0 | 0 | 45900 | 353843 | 1964753
2029-10-01 | 1935330 | 20973.3 | 6164.08 | 20925 | 153636 | 134385 | 28985 | 303800 | 47430 | 365654 | 3017283
2029-11-01 | 0 | 20294 | 5965.23 | 20250 | 148680 | 130030 | 28050 | 294000 | 45900 | 0 | 693169
2029-12-01 | 0 | 0 | 0 | 0 | 153636 | 19522 | 0 | 0 | 47130.3 | 0 | 220288
2030-01-01 | 231047 | 0 | 6164.08 | 0 | 153636 | 134385 | 28985 | 303800 | 47430 | 342228 | 1247675
2030-02-01 | 1611579 | 18943.6 | 5567.55 | 18900 | 138768 | 121380 | 26180 | 274400 | 42840 | 333865 | 2592423
2030-03-01 | 1935330 | 20973.3 | 6164.08 | 20925 | 153636 | 134385 | 0 | 303800 | 47430 | 363467 | 2986110
2030-04-01 | 1872900 | 20296.8 | 5965.23 | 20250 | 148680 | 130050 | 0 | 294000 | 45900 | 351314 | 2889356
2030-05-01 | 1638690 | 20973.3 | 6164.08 | 20925 | 153636 | 134385 | 28985 | 303800 | 47430 | 369636 | 2724625
2030-06-01 | 1564642 | 20296.8 | 5965.23 | 20250 | 148680 | 130050 | 28050 | 294000 | 45900 | 357712 | 2615546
2030-07-01 | 1613879 | 20973.3 | 6164.08 | 20925 | 153636 | 134385 | 28985 | 303800 | 35192.3 | 369636 | 2687576
2030-08-01 | 1611956 | 0 | 6164.08 | 0 | 153636 | 0 | 28985 | 303800 | 0 | 369636 | 2474177
2030-09-01 | 1572811 | 0 | 5996.73 | 0 | 0 | 130050 | 0 | 0 | 45900 | 363241 | 2118000
2030-10-01 | 1669148 | 21187.7 | 6196.63 | 20925 | 153636 | 134385 | 28985 | 303800 | 47430 | 375350 | 2761042
2030-11-01 | 1617216 | 20504.2 | 5996.73 | 20250 | 148680 | 130050 | 28050 | 294000 | 45900 | 363241 | 2673889
2030-12-01 | 0 | 21185 | 0 | 20925 | 153636 | 134385 | 28985 | 303800 | 47430 | 368036 | 1078382
2031-01-01 | 1935330 | 0 | 6196.63 | 0 | 153636 | 134385 | 28985 | 0 | 47430 | 349082 | 2655044
2031-02-01 | 0 | 0 | 5596.95 | 0 | 138768 | 121360 | 0 | 274400 | 42840 | 0 | 582965
2031-03-01 | 375491 | 21187.7 | 6196.63 | 20922 | 153636 | 1536.1 | 0 | 303800 | 47430 | 0 | 930199
2031-04-01 | 1872900 | 20504.2 | 5996.73 | 20250 | 148680 | 130050 | 28050 | 294000 | 45900 | 358545 | 2924876
2031-05-01 | 1635015 | 21187.7 | 6196.63 | 20925 | 153636 | 134385 | 28985 | 303800 | 47430 | 375350 | 2726910
2031-06-01 | 1575834 | 20504.2 | 5996.73 | 20250 | 148680 | 130050 | 28050 | 294000 | 45900 | 363241 | 2632507
2031-07-01 | 1609769 | 21187.7 | 6196.63 | 20925 | 153636 | 134385 | 28985 | 303800 | 35876 | 375350 | 2690110
2031-08-01 | 1617551 | 0 | 6196.63 | 0 | 153636 | 0 | 28985 | 0 | 0 | 375350 | 2181718
2031-09-01 | 1425632 | 0 | 6027.29 | 0 | 0 | 130050 | 0 | 0 | 45900 | 358912 | 1966521
2031-10-01 | 1935330 | 21402.1 | 6228.2 | 20925 | 153636 | 134385 | 0 | 303800 | 47430 | 375894 | 2999030
2031-11-01 | 1872900 | 20711.7 | 6027.29 | 20250 | 148680 | 130050 | 28050 | 294000 | 45900 | 355688 | 2922257
2031-12-01 | 1935330 | 0 | 6228.2 | 20925 | 153636 | 134385 | 0 | 303800 | 47430 | 373301 | 2975035
2032-01-01 | 1759437 | 21402.1 | 6228.2 | 0 | 153636 | 134385 | 28985 | 303800 | 47430 | 381063 | 2836366
2032-02-01 | 1748040 | 0 | 5625.47 | 0 | 138768 | 121380 | 0 | 0 | 42840 | 343962 | 2400615
2032-03-01 | 1689076 | 21402.1 | 6228.2 | 20925 | 153636 | 134350 | 28985 | 303800 | 47425 | 381063 | 2786890
2032-04-01 | 1872900 | 20711.7 | 6027.29 | 20250 | 148680 | 130020 | 28050 | 294000 | 45900 | 368771 | 2935310
2032-05-01 | 1608071 | 21402.1 | 6228.2 | 20925 | 153636 | 134370 | 28985 | 303800 | 47430 | 381063 | 2705910
2032-06-01 | 1530835 | 20711.7 | 6027.29 | 20250 | 148680 | 130050 | 28050 | 294000 | 45900 | 132050 | 2356554
2032-07-01 | 1575531 | 21402.1 | 6228.2 | 20925 | 153636 | 134385 | 28985 | 303800 | 47430 | 86870 | 2379192
2032-08-01 | 1580051 | 0 | 6228.2 | 0 | 153636 | 134385 | 28985 | 303800 | 0 | 82443 | 2289529
2032-09-01 | 1467594 | 0 | 6056.94 | 0 | 0 | 130050 | 0 | 0 | 45900 | 112798 | 1762399
2032-10-01 | 1672195 | 21616.5 | 6258.84 | 20925 | 153636 | 134385 | 28985 | 303800 | 47430 | 386777 | 2776008
2032-11-01 | 1677939 | 20919.2 | 6056.94 | 20250 | 148680 | 130050 | 28050 | 294000 | 45900 | 374300 | 2746146
2032-12-01 | 1935330 | 21616.5 | 6258.84 | 20925 | 153636 | 134385 | 28985 | 303800 | 47430 | 386274 | 3038640
2033-01-01 | 1935330 | 21616.5 | 6258.84 | 0 | 153636 | 134385 | 28985 | 303800 | 47430 | 386445 | 3017886
2033-02-01 | 1748040 | 0 | 5653.14 | 18900 | 138768 | 121380 | 26180 | 0 | 42840 | 349290 | 2451052
2033-03-01 | 1935330 | 21616.5 | 6258.84 | 20925 | 153636 | 134360 | 28985 | 303800 | 47428 | 386764 | 3039104
2033-04-01 | 1583266 | 20919.2 | 6056.94 | 20250 | 148680 | 130050 | 27778.8 | 294000 | 45900 | 374300 | 2651201
2033-05-01 | 1774528 | 21616.5 | 6258.84 | 20925 | 153636 | 134385 | 0 | 303800 | 47430 | 72816 | 2535395
2033-06-01 | 1732394 | 20919.2 | 0 | 20250 | 148680 | 130050 | 28050 | 294000 | 45900 | 374300 | 2794544
2033-07-01 | 1629750 | 21616.5 | 6258.84 | 20925 | 153636 | 134385 | 0 | 303800 | 47430 | 99856 | 2417657
2033-08-01 | 1560301 | 0 | 6258.84 | 0 | 153636 | 134385 | 0 | 0 | 0 | 97619 | 1952200
2033-09-01 | 1283817 | 0 | 6085.73 | 0 | 0 | 130050 | 0 | 0 | 45900 | 97859 | 1563712
2033-10-01 | 1935330 | 21830.8 | 6288.59 | 20925 | 153636 | 134385 | 28985 | 303800 | 47430 | 390157 | 3042768
2033-11-01 | 97374.1 | 0 | 0 | 0 | 148680 | 130050 | 28050 | 0 | 0 | 295282 | 699436
2033-12-01 | 1935330 | 21830.8 | 6288.59 | 20925 | 153636 | 134385 | 28985 | 303800 | 47430 | 388984 | 3041594
2034-01-01 | 1935330 | 0 | 6288.59 | 20925 | 153636 | 134385 | 28985 | 0 | 47430 | 389034 | 2716014
2034-02-01 | 1748040 | 19718.2 | 5680.01 | 18900 | 138768 | 121380 | 0 | 274400 | 42840 | 352720 | 2722446
2034-03-01 | 1935330 | 21830.8 | 6288.59 | 20925 | 153636 | 134385 | 0 | 303800 | 47430 | 387258 | 3010883
2034-04-01 | 1866186 | 21126.6 | 6085.73 | 20250 | 148680 | 130050 | 28050 | 294000 | 45900 | 379829 | 2940158
2034-05-01 | 1922155 | 21830.8 | 6288.59 | 20925 | 153636 | 134385 | 28985 | 303800 | 47430 | 392490 | 3031926
2034-06-01 | 1820666 | 21126.6 | 6085.73 | 20250 | 148680 | 130050 | 28050 | 294000 | 45900 | 102220 | 2617028
2034-07-01 | 1546822 | 21830.8 | 6288.59 | 20925 | 153636 | 134385 | 28985 | 303800 | 34462.2 | 95400 | 2346535
2034-08-01 | 1549894 | 0 | 6288.59 | 0 | 153636 | 134385 | 28985 | 303800 | 0 | 93249 | 2270237
2034-09-01 | 1297681 | 0 | 6113.69 | 0 | 0 | 130050 | 0 | 0 | 45900 | 91200.9 | 1570946
2034-10-01 | 1597407 | 22045.2 | 6317.48 | 20925 | 153636 | 134385 | 28985 | 303800 | 47430 | 398204 | 2713135
2034-11-01 | 1582803 | 21334.1 | 6113.69 | 20250 | 148680 | 130050 | 28050 | 294000 | 45900 | 385359 | 2662539
2034-12-01 | 1683530 | 22045.2 | 6317.48 | 20925 | 153636 | 134385 | 28985 | 303800 | 47430 | 398204 | 2799258
2035-01-01 | 1604943 | 22045.2 | 6317.48 | 20925 | 153636 | 134370 | 28985 | 303800 | 47423 | 398204 | 2720649
2035-02-01 | 1748040 | 19911.8 | 5706.11 | 18900 | 138768 | 121350 | 26180 | 274400 | 42837.3 | 359659 | 2755752
2035-03-01 | 1935330 | 22045.2 | 6317.48 | 20925 | 153636 | 134385 | 0 | 303800 | 47430 | 397665 | 3021533
2035-04-01 | 1872900 | 21334.1 | 6113.69 | 20250 | 148680 | 130050 | 0 | 294000 | 45900 | 385336 | 2924564
2035-05-01 | 1930773 | 22045.2 | 6317.48 | 20925 | 153636 | 134380 | 28985 | 303800 | 47430 | 398204 | 3046496
2035-06-01 | 1868435 | 21334.1 | 6113.69 | 20250 | 148680 | 130050 | 28050 | 294000 | 45900 | 86623 | 2649435
2035-07-01 | 1930136 | 22045.2 | 6317.48 | 20925 | 153636 | 134385 | 28985 | 303800 | 34486.8 | 81764 | 2716480
2035-08-01 | 1534295 | 0 | 6317.48 | 0 | 153636 | 134385 | 28985 | 303800 | 0 | 79979 | 2241397
2035-09-01 | 1555796 | 0 | 6145.97 | 0 | 0 | 130050 | 0 | 0 | 45900 | 391315 | 2129207
2035-10-01 | 1610966 | 22269.9 | 6350.83 | 20925 | 153636 | 134385 | 28985 | 303800 | 47430 | 103900 | 2432648
2035-11-01 | 772326 | 21549 | 6145.97 | 20250 | 148680 | 130050 | 28050 | 294000 | 45900 | 351937 | 1818888
2035-12-01 | 0 | 0 | 6350.83 | 0 | 0 | 84055 | 0 | 0 | 47430 | 0 | 137836
2036-01-01 | 0 | 0 | 6350.83 | 0 | 0 | 9641.2 | 0 | 0 | 47430 | 0 | 63422
2036-02-01 | 0 | 0 | 5736.24 | 0 | 138768 | 121360 | 0 | 0 | 11471.9 | 0 | 277336
2036-03-01 | 0 | 18910 | 6350.83 | 20922 | 153636 | 134360 | 0 | 303800 | 10660.4 | 0 | 648639
2036-04-01 | 1856202 | 21551.5 | 6145.97 | 20250 | 148680 | 130050 | 28050 | 294000 | 45900 | 391315 | 2942145
2036-05-01 | 1935330 | 22267 | 6350.83 | 20925 | 153636 | 134385 | 28985 | 303800 | 47430 | 389725 | 3042834
2036-06-01 | 1872900 | 21549 | 6145.97 | 20250 | 148680 | 130050 | 0 | 294000 | 45900 | 388262 | 2927737
2036-07-01 | 1572803 | 22267 | 6350.83 | 20925 | 153636 | 134385 | 28985 | 303800 | 35909.3 | 404359 | 2683420
2036-08-01 | 1564187 | 0 | 6350.83 | 0 | 153636 | 0 | 28985 | 303800 | 14904.2 | 404359 | 2476222
2036-09-01 | 1136289 | 0 | 6177.27 | 0 | 0 | 130050 | 0 | 0 | 45900 | 390756 | 1709173
2036-10-01 | 1631808 | 22494.5 | 6383.18 | 20925 | 153636 | 134385 | 28985 | 303800 | 47430 | 410514 | 2760360
2036-11-01 | 1872900 | 21766 | 6177.27 | 20250 | 148680 | 130050 | 28050 | 294000 | 45900 | 390670 | 2958444
2036-12-01 | 0 | 22492 | 6383.18 | 20922 | 153636 | 134360 | 0 | 0 | 47430 | 0 | 385223
2037-01-01 | 0 | 0 | 6383.18 | 0 | 153636 | 11048 | 0 | 0 | 47430 | 0 | 218497
2037-02-01 | 1748040 | 0 | 5765.46 | 18900 | 138768 | 121380 | 26180 | 274400 | 42840 | 367536 | 2743809
2037-03-01 | 1935330 | 22494.5 | 6383.18 | 20925 | 153636 | 134385 | 28985 | 303800 | 47430 | 402173 | 3055542
2037-04-01 | 1872900 | 21768.9 | 6177.27 | 20250 | 148680 | 130050 | 0 | 294000 | 45900 | 393216 | 2932943
2037-05-01 | 1760176 | 22494.5 | 6383.18 | 20925 | 153636 | 134385 | 28985 | 303800 | 47430 | 410514 | 2888729
2037-06-01 | 1514150 | 21768.9 | 6177.27 | 20250 | 148680 | 130050 | 28050 | 294000 | 45900 | 397272 | 2606297
2037-07-01 | 1552478 | 22494.5 | 6383.18 | 20925 | 153636 | 134385 | 28985 | 303800 | 34647.1 | 410514 | 2668247
2037-08-01 | 1555405 | 0 | 6383.18 | 0 | 153636 | 0 | 28985 | 303800 | 0 | 410514 | 2458723
2037-09-01 | 1504507 | 0 | 6207.66 | 0 | 0 | 130050 | 0 | 0 | 45900 | 389499 | 2076164
2037-10-01 | 1935330 | 22719.2 | 6414.58 | 20925 | 153636 | 134385 | 28985 | 303800 | 47430 | 414787 | 3068412
2037-11-01 | 1872900 | 21986.3 | 6207.66 | 20250 | 148680 | 130050 | 28050 | 294000 | 45900 | 397057 | 2965081
2037-12-01 | 1935330 | 0 | 6414.58 | 0 | 0 | 134385 | 0 | 0 | 47430 | 409470 | 2533029
2038-01-01 | 1935330 | 22716 | 6414.58 | 20925 | 153636 | 134385 | 0 | 303800 | 47430 | 408786 | 3033423
2038-02-01 | 0 | 0 | 5793.81 | 0 | 0 | 1498.5 | 0 | 0 | 11350.1 | 0 | 18642.4
2038-03-01 | 1935330 | 22719.2 | 6414.58 | 20925 | 153636 | 134385 | 28985 | 303800 | 47430 | 412281 | 3065906
2038-04-01 | 1642282 | 21986.3 | 6207.66 | 20250 | 148680 | 130050 | 28050 | 294000 | 45900 | 403228 | 2740634
2038-05-01 | 1555772 | 22719.2 | 6414.58 | 20925 | 153636 | 134385 | 28985 | 303800 | 47430 | 416669 | 2690736
2038-06-01 | 1491711 | 21986.3 | 6207.66 | 20250 | 148680 | 130050 | 28050 | 294000 | 45900 | 403228 | 2590063
2038-07-01 | 1538182 | 22719.2 | 6414.58 | 20925 | 153636 | 134385 | 28985 | 303800 | 35060.3 | 416669 | 2660776
2038-08-01 | 1538778 | 0 | 6414.58 | 0 | 153636 | 0 | 28985 | 0 | 0 | 416669 | 2144483
2038-09-01 | 1505477 | 0 | 6237.16 | 0 | 0 | 130050 | 0 | 0 | 45900 | 409184 | 2096849
2038-10-01 | 1578763 | 22943.8 | 6445.06 | 20925 | 153636 | 134385 | 28636.9 | 303800 | 47430 | 422824 | 2719789
2038-11-01 | 1558363 | 22203.7 | 6237.16 | 20250 | 148680 | 130050 | 28050 | 294000 | 45900 | 409184 | 2662919
2038-12-01 | 1935330 | 22943.8 | 6445.06 | 20925 | 153636 | 134385 | 28985 | 303800 | 47430 | 419744 | 3073624
2039-01-01 | 1935330 | 0 | 6445.06 | 20925 | 153636 | 10045 | 0 | 303800 | 47430 | 419560 | 2897171
2039-02-01 | 1748040 | 20723.5 | 5821.34 | 18898 | 138768 | 121380 | 0 | 274400 | 42840 | 379459 | 2750330
2039-03-01 | 1935330 | 18902.1 | 0 | 0 | 153636 | 729.345 | 0 | 303800 | 47430 | 401650 | 2861477
2039-04-01 | 1631924 | 22203.7 | 6237.16 | 20250 | 148680 | 130050 | 28050 | 294000 | 45900 | 409184 | 2736479
2039-05-01 | 1543255 | 22943.8 | 6445.06 | 20925 | 153636 | 134385 | 28985 | 303800 | 47430 | 422824 | 2684628
2039-06-01 | 1471907 | 22203.7 | 6237.16 | 20250 | 148680 | 130050 | 28050 | 294000 | 45900 | 409184 | 2576462
2039-07-01 | 1515580 | 22943.8 | 6445.06 | 20925 | 153636 | 134385 | 28985 | 303800 | 34741.5 | 366460 | 2587901
2039-08-01 | 1516878 | 0 | 6445.06 | 0 | 153636 | 0 | 28985 | 303800 | 0 | 266690 | 2276434
2039-09-01 | 1401731 | 0 | 6265.81 | 0 | 0 | 130050 | 0 | 0 | 45900 | 415073 | 1999019
2039-10-01 | 1935330 | 23168.5 | 6474.67 | 20925 | 153636 | 134385 | 0 | 303800 | 47430 | 424848 | 3049998
2039-11-01 | 1872900 | 22421.1 | 6265.81 | 20250 | 148680 | 130050 | 0 | 294000 | 45900 | 414866 | 2955333
2039-12-01 | 1935330 | 0 | 6474.67 | 20919 | 153636 | 134385 | 0 | 303800 | 47430 | 428840 | 3030814
2040-01-01 | 1935330 | 23166 | 6474.67 | 20925 | 153636 | 134385 | 28985 | 303800 | 47430 | 428858 | 3082990
2040-02-01 | 1748040 | 20926.4 | 5848.09 | 18900 | 138768 | 121380 | 26180 | 274400 | 42840 | 387413 | 2784696
2040-03-01 | 1583990 | 23168.5 | 6474.67 | 20925 | 153636 | 134350 | 28985 | 303800 | 47426 | 428979 | 2731734
2040-04-01 | 1643594 | 22421.1 | 6265.81 | 20250 | 148680 | 130050 | 28050 | 294000 | 45895 | 415141 | 2754347
2040-05-01 | 1614266 | 23168.5 | 6474.67 | 20925 | 153636 | 134385 | 27599 | 303800 | 47430 | 428979 | 2760663
2040-06-01 | 1456358 | 22421.1 | 6265.81 | 20250 | 148680 | 130050 | 0 | 294000 | 45900 | 114030 | 2237954
2040-07-01 | 1497386 | 23168.5 | 6474.67 | 20925 | 153636 | 134385 | 0 | 303800 | 34825.2 | 428979 | 2603580
2040-08-01 | 1497756 | 0 | 6474.67 | 0 | 153636 | 134385 | 0 | 303800 | 0 | 107470 | 2203522
2040-09-01 | 1504973 | 0 | 6298.39 | 0 | 0 | 130050 | 0 | 0 | 45900 | 68290 | 1755512
2040-10-01 | 1675145 | 23356.9 | 6508.33 | 20925 | 153636 | 134385 | 28985 | 303800 | 47430 | 433355 | 2827527
2040-11-01 | 1580364 | 22603.4 | 6298.39 | 20250 | 148680 | 130050 | 28050 | 294000 | 45900 | 419376 | 2695571
2040-12-01 | 1935330 | 23354 | 6508.33 | 20925 | 153636 | 134385 | 28985 | 0 | 47430 | 425172 | 2775725
2041-01-01 | 1935330 | 0 | 6508.33 | 20925 | 153636 | 134385 | 28985 | 303800 | 47430 | 425979 | 3056979
2041-02-01 | 1730425 | 21096.5 | 5878.5 | 18900 | 138768 | 121380 | 26180 | 274400 | 42840 | 391417 | 2771285
2041-03-01 | 1738362 | 23356.9 | 6508.33 | 20925 | 153636 | 134385 | 28985 | 303800 | 47430 | 433355 | 2890743
2041-04-01 | 1480043 | 22603.4 | 6298.39 | 20250 | 148680 | 130050 | 28050 | 294000 | 45900 | 419376 | 2595251
2041-05-01 | 1497234 | 23356.9 | 6508.33 | 20925 | 153636 | 134385 | 28641.1 | 303800 | 47430 | 433355 | 2649271
2041-06-01 | 1441346 | 22603.4 | 6298.39 | 20250 | 148680 | 130050 | 0 | 294000 | 45900 | 419376 | 2528503
2041-07-01 | 1484435 | 23356.9 | 6508.33 | 20925 | 153636 | 134385 | 0 | 303800 | 31590.9 | 105540 | 2264177
2041-08-01 | 1797881 | 0 | 6508.33 | 0 | 153636 | 134385 | 0 | 0 | 0 | 68954 | 2161364
2041-09-01 | 1828513 | 0 | 6330.32 | 0 | 0 | 130050 | 0 | 0 | 45900 | 420000 | 2430793
2041-10-01 | 1544787 | 23545.3 | 6541.33 | 20925 | 153636 | 134385 | 28985 | 303800 | 47430 | 434000 | 2698034
2041-11-01 | 1565914 | 22785.8 | 6330.32 | 20250 | 148680 | 130050 | 26642.3 | 294000 | 45900 | 420000 | 2680553
2041-12-01 | 1935330 | 23542 | 6541.33 | 20925 | 153636 | 134385 | 0 | 303800 | 47430 | 425590 | 3051180
2042-01-01 | 1935330 | 23545.3 | 6541.33 | 20925 | 153636 | 134385 | 28985 | 303800 | 47430 | 431159 | 3085736
2042-02-01 | 1748040 | 21266.7 | 5908.3 | 18900 | 138768 | 121380 | 26180 | 274400 | 42840 | 388804 | 2786487
2042-03-01 | 1935330 | 23542 | 6541.33 | 20922 | 153636 | 134385 | 0 | 303800 | 47430 | 430255 | 3055841
2042-04-01 | 0 | 0 | 6330.32 | 0 | 148680 | 130050 | 0 | 294000 | 45900 | 417302 | 1042263
2042-05-01 | 1864965 | 23545.3 | 6541.33 | 20925 | 153636 | 134385 | 28985 | 303800 | 47430 | 434000 | 3018213
2042-06-01 | 1441195 | 22785.8 | 6330.32 | 20250 | 148680 | 130050 | 28050 | 294000 | 45900 | 420000 | 2557241
2042-07-01 | 1483705 | 23545.3 | 6541.33 | 20925 | 153636 | 134385 | 28985 | 303800 | 30996.4 | 434000 | 2620519
2042-08-01 | 1483901 | 0 | 6541.33 | 0 | 153636 | 0 | 28985 | 303800 | 15103.9 | 434000 | 2425967
2042-09-01 | 1446530 | 0 | 6361.62 | 0 | 0 | 130050 | 0 | 0 | 45900 | 420000 | 2048842
2042-10-01 | 1536563 | 23733.7 | 6573.67 | 20925 | 153636 | 134385 | 28985 | 303800 | 47430 | 434000 | 2690031
2042-11-01 | 1872900 | 22968.1 | 6361.62 | 20250 | 148680 | 130050 | 28050 | 294000 | 45900 | 419685 | 2988844
2042-12-01 | 1935330 | 0 | 6573.67 | 0 | 153636 | 107544 | 0 | 0 | 47430 | 432400 | 2682914
2043-01-01 | 1935330 | 0 | 6573.67 | 20925 | 153636 | 134385 | 28985 | 303800 | 47430 | 430373 | 3061438
2043-02-01 | 3074.71 | 21436.9 | 5937.51 | 18900 | 138768 | 121380 | 26180 | 274400 | 42840 | 389180 | 1042097
2043-03-01 | 1935330 | 23733.7 | 6573.67 | 20922 | 153636 | 134385 | 0 | 303800 | 47430 | 433576 | 3059387
2043-04-01 | 1872900 | 22968.1 | 6361.62 | 20250 | 148680 | 130050 | 0 | 294000 | 45900 | 419930 | 2961040
2043-05-01 | 1935330 | 23733.7 | 6573.67 | 20925 | 0 | 134385 | 28985 | 0 | 47430 | 434000 | 2631362
2043-06-01 | 1872900 | 22968.1 | 6361.62 | 20250 | 0 | 130050 | 28050 | 0 | 45900 | 420000 | 2546480
2043-07-01 | 1935330 | 23733.7 | 6573.67 | 20925 | 0 | 134385 | 28985 | 0 | 47430 | 98960 | 2296322
2043-08-01 | 1935330 | 0 | 6573.67 | 0 | 2.0253 | 134385 | 28985 | 0 | 0 | 96563.7 | 2201839
2043-09-01 | 1436740 | 0 | 6392.3 | 0 | 0 | 130050 | 0 | 0 | 45900 | 96066 | 1715149
2043-10-01 | 1935330 | 23922.1 | 6605.38 | 20925 | 153636 | 134385 | 28985 | 303800 | 47430 | 433493 | 3088511
2043-11-01 | 141.694 | 23148 | 6392.3 | 20250 | 148680 | 130050 | 0 | 294000 | 45900 | 363911 | 1032473
2043-12-01 | 193.379 | 0 | 6605.38 | 20925 | 153636 | 134385 | 0 | 303800 | 47430 | 425505 | 1092480
2044-01-01 | 1935330 | 23922.1 | 6605.38 | 20925 | 153636 | 134385 | 28985 | 303800 | 47430 | 434000 | 3089019
2044-02-01 | 940255 | 21607.1 | 5966.15 | 18900 | 138768 | 121380 | 26180 | 274400 | 42840 | 389014 | 1979311
2044-03-01 | 1935330 | 23922.1 | 6605.38 | 20925 | 153636 | 134385 | 28985 | 303800 | 47430 | 428921 | 3083939
2044-04-01 | 1872900 | 23150.5 | 6392.3 | 20250 | 148680 | 130050 | 28050 | 294000 | 45900 | 417001 | 2986374
2044-05-01 | 1935330 | 23922.1 | 6605.38 | 20925 | 153636 | 134385 | 28985 | 303800 | 47430 | 434000 | 3089019
2044-06-01 | 1872900 | 23150.5 | 6392.3 | 20250 | 0 | 130050 | 28050 | 0 | 45900 | 420000 | 2546693
2044-07-01 | 1837378 | 23922.1 | 6605.38 | 20925 | 153620 | 134360 | 28985 | 188520 | 35291.6 | 434000 | 2863607
2044-08-01 | 1935330 | 0 | 6605.38 | 0 | 4.5829 | 134385 | 0 | 0 | 0 | 97255 | 2173580
2044-09-01 | 1437349 | 0 | 6422.39 | 0 | 0 | 130050 | 0 | 0 | 45900 | 108620 | 1728341
2044-10-01 | 2823.39 | 24110.6 | 6636.47 | 20925 | 153636 | 134385 | 28985 | 303800 | 47430 | 434000 | 1156731
2044-11-01 | 246.358 | 23332.8 | 6422.39 | 20250 | 148680 | 130050 | 28050 | 294000 | 45900 | 418986 | 1115918
2044-12-01 | 1094067 | 24108 | 6636.47 | 20925 | 153636 | 134385 | 28985 | 303800 | 47430 | 430544 | 2244517
2045-01-01 | 1703964 | 24110.6 | 6636.47 | 20925 | 153636 | 134385 | 28985 | 303800 | 47430 | 433293 | 2857164
2045-02-01 | 189.579 | 21777.3 | 5994.23 | 18900 | 138768 | 121380 | 26180 | 274400 | 42840 | 391707 | 1042136
2045-03-01 | 1935330 | 24110.6 | 6636.47 | 20925 | 153636 | 134353 | 28985 | 303800 | 47430 | 433987 | 3089193
2045-04-01 | 1872874 | 23332.8 | 6422.39 | 20248 | 148680 | 130030 | 28050 | 294000 | 45892 | 420000 | 2989529
2045-05-01 | 1915553 | 24110.6 | 6636.47 | 20925 | 153636 | 134370 | 28985 | 303800 | 47422 | 434000 | 3069438
2045-06-01 | 1872880 | 23332.8 | 6422.39 | 20246 | 148640 | 130030 | 28050 | 218438 | 45891 | 420000 | 2913930
2045-07-01 | 1935316 | 24110.6 | 6636.47 | 20920 | 153600 | 134350 | 28985 | 218539 | 47425 | 434000 | 3003882
2045-08-01 | 1935330 | 0 | 6636.47 | 0 | 153636 | 134385 | 111.7 | 237161 | 0 | 63927 | 2531187
2045-09-01 | 1739729 | 0 | 6422.39 | 0 | 0 | 130050 | 0 | 0 | 45900 | 55315 | 1977416
2045-10-01 | 2423.71 | 24306.2 | 6636.47 | 20925 | 153636 | 134385 | 27749.5 | 303800 | 47430 | 434000 | 1155292
2045-11-01 | 1755896 | 23522.1 | 6422.39 | 20250 | 148680 | 130040 | 28036.5 | 294000 | 45900 | 420000 | 2872747
2045-12-01 | 179.635 | 24303 | 6636.47 | 20925 | 153636 | 134385 | 28985 | 303800 | 47430 | 433267 | 1153547
2046-01-01 | 0 | 0 | 6636.47 | 20925 | 153636 | 134360 | 0 | 303800 | 47430 | 0 | 666787
2046-02-01 | 0 | 21951 | 5994.23 | 18898 | 138768 | 121380 | 0 | 274400 | 42840 | 16079.2 | 640310
2046-03-01 | 1935330 | 24306.2 | 6636.47 | 20925 | 153636 | 134385 | 28985 | 303800 | 47430 | 434000 | 3089434
2046-04-01 | 1872900 | 23522.1 | 6422.39 | 20250 | 148680 | 130050 | 28050 | 294000 | 45900 | 417809 | 2987584
2046-05-01 | 1935330 | 24306.2 | 6636.47 | 20925 | 0 | 134385 | 28985 | 0 | 47430 | 429877 | 2627874
2046-06-01 | 1872900 | 23522.1 | 6422.39 | 20250 | 0 | 130050 | 28050 | 0 | 45900 | 410811 | 2537905
2046-07-01 | 1935330 | 24306.2 | 6636.47 | 20925 | 0 | 134385 | 0 | 0 | 31816.5 | 434000 | 2587399
2046-08-01 | 1935330 | 0 | 6636.47 | 0 | 4.8368 | 0 | 0 | 0 | 15202.2 | 434000 | 2391174
2046-09-01 | 1445390 | 0 | 6422.39 | 0 | 0 | 130050 | 0 | 0 | 45900 | 420000 | 2047762
2046-10-01 | 1920127 | 24501.9 | 6636.47 | 20925 | 153636 | 134385 | 28985 | 303800 | 47430 | 434000 | 3074426
2046-11-01 | 682365 | 23711.5 | 6422.39 | 20250 | 148680 | 130050 | 28050 | 294000 | 45900 | 418018 | 1797448
2046-12-01 | 185.245 | 0 | 6636.47 | 20925 | 153636 | 134385 | 28985 | 303800 | 47430 | 431607 | 1127590
2047-01-01 | 1935330 | 24501.9 | 6636.47 | 20925 | 153636 | 134385 | 28985 | 303800 | 47430 | 427890 | 3083520
2047-02-01 | 142.78 | 22130.7 | 5994.23 | 18900 | 138768 | 121380 | 26180 | 274400 | 42840 | 387152 | 1037888
2047-03-01 | 1935330 | 24501.9 | 6636.47 | 20925 | 0 | 134370 | 28985 | 0 | 47430 | 434000 | 2632178
2047-04-01 | 1872900 | 23711.5 | 6422.39 | 20250 | 148680 | 130020 | 28050 | 294000 | 45900 | 419987 | 2989920
2047-05-01 | 1817743 | 24501.9 | 6636.47 | 20925 | 153636 | 134370 | 28985 | 303800 | 47422 | 434000 | 2972019
2047-06-01 | 1872872 | 23711.5 | 6422.39 | 20245 | 148640 | 130030 | 28050 | 208893 | 45890 | 420000 | 2904754
2047-07-01 | 1935305 | 24501.9 | 6636.47 | 20921 | 153600 | 134354 | 28985 | 211200 | 47425 | 434000 | 2996929
2047-08-01 | 1935315 | 0 | 6636.47 | 0 | 153620 | 134385 | 224.37 | 223510 | 15060.9 | 90252 | 2559004
2047-09-01 | 1535449 | 0 | 6422.39 | 0 | 0 | 130050 | 0 | 0 | 45900 | 420000 | 2137822
2047-10-01 | 374837 | 24697.5 | 6636.47 | 20925 | 153636 | 134385 | 28985 | 303800 | 47430 | 434000 | 1529332
2047-11-01 | 150.352 | 23898 | 6422.39 | 20250 | 148680 | 130050 | 28050 | 294000 | 45900 | 419441 | 1116842
2047-12-01 | 453872 | 24697.5 | 6636.47 | 20925 | 153636 | 134385 | 28985 | 303800 | 47430 | 433878 | 1608245
2048-01-01 | 1935330 | 0 | 6636.47 | 20925 | 153636 | 134385 | 28985 | 303800 | 47430 | 433967 | 3065094
2048-02-01 | 1004477 | 22307.5 | 5994.23 | 18900 | 138768 | 121380 | 26180 | 274400 | 42840 | 392000 | 2047247
2048-03-01 | 1810844 | 24697.5 | 6636.47 | 20925 | 153636 | 134370 | 28985 | 303800 | 47422 | 434000 | 2965316
2048-04-01 | 1580878 | 23900.8 | 6422.39 | 20250 | 148680 | 130030 | 28050 | 294000 | 45893 | 420000 | 2698104
2048-05-01 | 1893883 | 24697.5 | 6636.47 | 20925 | 153620 | 134370 | 28985 | 259927 | 47422 | 434000 | 3004466
2048-06-01 | 1872879 | 23900.8 | 6422.39 | 20245 | 148640 | 130030 | 28050 | 186060 | 45890 | 420000 | 2882117
2048-07-01 | 1935326 | 24697.5 | 6636.47 | 20925 | 153600 | 134352 | 28985 | 192972 | 47429 | 434000 | 2978923
2048-08-01 | 1935330 | 0 | 6636.47 | 0 | 153600 | 134385 | 28985 | 181451 | 15157.8 | 434000 | 2889546
2048-09-01 | 1599942 | 0 | 6422.39 | 0 | 0 | 130050 | 0 | 0 | 45900 | 420000 | 2202315
2048-10-01 | 2753.63 | 24893.2 | 6636.47 | 20925 | 153636 | 134385 | 28985 | 303800 | 47430 | 433804 | 1157248
2048-11-01 | 187.453 | 24087 | 6422.39 | 20250 | 148680 | 130050 | 28050 | 294000 | 45900 | 412778 | 1110405
2048-12-01 | 1935330 | 24893.2 | 6636.47 | 20925 | 153636 | 134385 | 28985 | 303800 | 47430 | 429888 | 3085908
2049-01-01 | 139.449 | 0 | 6636.47 | 20925 | 153636 | 134385 | 28985 | 303800 | 47430 | 428799 | 1124736
2049-02-01 | 0 | 0 | 5994.23 | 18900 | 138768 | 1536 | 26180 | 274400 | 42840 | 0 | 508618
2049-03-01 | 1935330 | 24893.2 | 6636.47 | 20925 | 153636 | 134385 | 28985 | 303800 | 47430 | 428544 | 3084565
2049-04-01 | 1872900 | 24090.2 | 6422.39 | 20250 | 148680 | 130050 | 28050 | 294000 | 45900 | 420000 | 2990343
2049-05-01 | 1935330 | 24893.2 | 6636.47 | 20925 | 0 | 134385 | 28985 | 0 | 47430 | 434000 | 2632585
2049-06-01 | 1872900 | 24090.2 | 6422.39 | 20250 | 0 | 130050 | 28050 | 0 | 45900 | 420000 | 2547663
2049-07-01 | 1935330 | 24893.2 | 6636.47 | 20925 | 0 | 134385 | 28985 | 0 | 41532 | 434000 | 2626687
2049-08-01 | 1935330 | 0 | 6636.47 | 0 | 7.3504 | 134385 | 28985 | 0 | 14902.2 | 434000 | 2554246
2049-09-01 | 1872900 | 0 | 6422.39 | 0 | 0 | 130050 | 0 | 0 | 45900 | 417995 | 2473268
2049-10-01 | 136818 | 25088.9 | 6636.47 | 20925 | 153636 | 134385 | 28985 | 303800 | 47430 | 434000 | 1291704
2049-11-01 | 239.887 | 24279.5 | 6422.39 | 20250 | 148680 | 130050 | 28050 | 294000 | 45899 | 420000 | 1117871
2049-12-01 | 0 | 25086 | 6636.47 | 20925 | 153636 | 59097.7 | 0 | 303800 | 47430 | 325661 | 942273
2050-01-01 | 5586.35 | 0 | 6636.47 | 0 | 153636 | 10086 | 0 | 0 | 47430 | 0 | 223375
2050-02-01 | 0 | 0 | 5994.23 | 18900 | 138768 | 747.52 | 0 | 0 | 42840 | 0 | 207250
2050-03-01 | 1935330 | 25088.9 | 6636.47 | 20925 | 153636 | 134385 | 28985 | 303800 | 47430 | 427761 | 3083977
2050-04-01 | 1872900 | 24279.5 | 6422.39 | 20250 | 148680 | 130050 | 28050 | 294000 | 45900 | 410344 | 2980876
2050-05-01 | 1935330 | 25088.9 | 6636.47 | 20925 | 153636 | 134385 | 28985 | 303800 | 47430 | 426722 | 3082939
2050-06-01 | 1872900 | 24279.5 | 6422.39 | 20250 | 0 | 130050 | 28050 | 0 | 45900 | 420000 | 2547852
2050-07-01 | 1935330 | 25088.9 | 6636.47 | 20925 | 0 | 134385 | 28985 | 0 | 30614.6 | 434000 | 2615965
2050-08-01 | 1935330 | 0 | 6636.47 | 0 | 61.481 | 0 | 28985 | 0 | 15168.8 | 434000 | 2420182
2050-09-01 | 1424913 | 0 | 6422.39 | 0 | 0 | 130050 | 0 | 0 | 45900 | 420000 | 2027285
2050-10-01 | 1493066 | 25088.9 | 6636.47 | 20925 | 153636 | 134385 | 28985 | 303800 | 47430 | 434000 | 2647952
2050-11-01 | 123.489 | 0 | 6422.39 | 20250 | 148680 | 130050 | 28050 | 294000 | 45900 | 407012 | 1080488
2050-12-01 | 2614.52 | 0 | 6636.47 | 20925 | 153636 | 8349.2 | 28985 | 303800 | 47430 | 0 | 572376
2051-01-01 | 3239.83 | 0 | 6636.47 | 0 | 153636 | 134385 | 0 | 0 | 47058.5 | 425316 | 770272
2051-02-01 | 374350 | 0 | 5994.23 | 18900 | 138768 | 0 | 26180 | 0 | 42840 | 164658 | 771689
2051-03-01 | 67351.8 | 0 | 6636.47 | 0 | 0 | 0 | 28985 | 0 | 0 | 277306 | 380279
2051-04-01 | 202980 | 0 | 0 | 20250 | 148680 | 130050 | 28050 | 133905 | 0 | 0 | 663914
2051-05-01 | 1219969 | 0 | 0 | 0 | 0 | 0 | 28985 | 303800 | 0 | 423841 | 1976594
2051-06-01 | 159313 | 0 | 6422.39 | 0 | 148680 | 0 | 0 | 0 | 45900 | 90872.9 | 451188
2051-07-01 | 747372 | 0 | 6636.47 | 0 | 0 | 0 | 0 | 303800 | 0 | 114923 | 1172731
2051-08-01 | 1444125 | 0 | 0 | 0 | 0 | 0 | 0 | 0 | 0 | 232166 | 1676290
Sum | 562997966 | 5437615 | 2330773 | 4866022 | 42808200 | 39758324 | 6229580 | 70702567 | 15789301 | 116866966 | 867787314

## Wastewater Reuse Agadir
Transmission Link Flow
Scenario: Wastewater Reuse No Desal, All months (12)
Cubic Meter
"Transmission Link from Withdrawal Node 5 to Agadir"
2018-09-01 | 0
2018-10-01 | 0
2018-11-01 | 0
2018-12-01 | 0
2019-01-01 | 0
2019-02-01 | 0
2019-03-01 | 0
2019-04-01 | 0
2019-05-01 | 0
2019-06-01 | 0
2019-07-01 | 0
2019-08-01 | 0
2019-09-01 | 437490
2019-10-01 | 452073
2019-11-01 | 437490
2019-12-01 | 452073
2020-01-01 | 452073
2020-02-01 | 408324
2020-03-01 | 452073
2020-04-01 | 437490
2020-05-01 | 452073
2020-06-01 | 437490
2020-07-01 | 452020
2020-08-01 | 452020
2020-09-01 | 447075
2020-10-01 | 461978
2020-11-01 | 447075
2020-12-01 | 461978
2021-01-01 | 461978
2021-02-01 | 417270
2021-03-01 | 461978
2021-04-01 | 447075
2021-05-01 | 461930
2021-06-01 | 447030
2021-07-01 | 461930
2021-08-01 | 461930
2021-09-01 | 456660
2021-10-01 | 471882
2021-11-01 | 456660
2021-12-01 | 471882
2022-01-01 | 471882
2022-02-01 | 426210
2022-03-01 | 471882
2022-04-01 | 456660
2022-05-01 | 471882
2022-06-01 | 456610
2022-07-01 | 471830
2022-08-01 | 471830
2022-09-01 | 466245
2022-10-01 | 481730
2022-11-01 | 466245
2022-12-01 | 481730
2023-01-01 | 481779
2023-02-01 | 435162
2023-03-01 | 481730
2023-04-01 | 466140
2023-05-01 | 481730
2023-06-01 | 466140
2023-07-01 | 481496
2023-08-01 | 481763
2023-09-01 | 475830
2023-10-01 | 491683
2023-11-01 | 475830
2023-12-01 | 491691
2024-01-01 | 491640
2024-02-01 | 444060
2024-03-01 | 491691
2024-04-01 | 475830
2024-05-01 | 491640
2024-06-01 | 469634
2024-07-01 | 486424
2024-08-01 | 488718
2024-09-01 | 485360
2024-10-01 | 501480
2024-11-01 | 485415
2024-12-01 | 501596
2025-01-01 | 501596
2025-02-01 | 453050
2025-03-01 | 501596
2025-04-01 | 485415
2025-05-01 | 501540
2025-06-01 | 485360
2025-07-01 | 501540
2025-08-01 | 501540
2025-09-01 | 495990
2025-10-01 | 512520
2025-11-01 | 496044
2025-12-01 | 512553
2026-01-01 | 512579
2026-02-01 | 462974
2026-03-01 | 512579
2026-04-01 | 496044
2026-05-01 | 512520
2026-06-01 | 496044
2026-07-01 | 512520
2026-08-01 | 512460
2026-09-01 | 506610
2026-10-01 | 523562
2026-11-01 | 506673
2026-12-01 | 523500
2027-01-01 | 523559
2027-02-01 | 472895
2027-03-01 | 523562
2027-04-01 | 506633
2027-05-01 | 523516
2027-06-01 | 415786
2027-07-01 | 521684
2027-08-01 | 523369
2027-09-01 | 517250
2027-10-01 | 534545
2027-11-01 | 517302
2027-12-01 | 534545
2028-01-01 | 534540
2028-02-01 | 482810
2028-03-01 | 534540
2028-04-01 | 517250
2028-05-01 | 534490
2028-06-01 | 517250
2028-07-01 | 534490
2028-08-01 | 534490
2028-09-01 | 527860
2028-10-01 | 545529
2028-11-01 | 527931
2028-12-01 | 545529
2029-01-01 | 545529
2029-02-01 | 492736
2029-03-01 | 545529
2029-04-01 | 527870
2029-05-01 | 545470
2029-06-01 | 527860
2029-07-01 | 545470
2029-08-01 | 545470
2029-09-01 | 538560
2029-10-01 | 556512
2029-11-01 | 538560
2029-12-01 | 556512
2030-01-01 | 556512
2030-02-01 | 502650
2030-03-01 | 556512
2030-04-01 | 538560
2030-05-01 | 556450
2030-06-01 | 538500
2030-07-01 | 556450
2030-08-01 | 556450
2030-09-01 | 548550
2030-10-01 | 566840
2030-11-01 | 548550
2030-12-01 | 566900
2031-01-01 | 566900
2031-02-01 | 512039
2031-03-01 | 566900
2031-04-01 | 548613
2031-05-01 | 566840
2031-06-01 | 548550
2031-07-01 | 566840
2031-08-01 | 566840
2031-09-01 | 558666
2031-10-01 | 577288
2031-11-01 | 558666
2031-12-01 | 577288
2032-01-01 | 577280
2032-02-01 | 521422
2032-03-01 | 577281
2032-04-01 | 558666
2032-05-01 | 577265
2032-06-01 | 558610
2032-07-01 | 577170
2032-08-01 | 577170
2032-09-01 | 568719
2032-10-01 | 587635
2032-11-01 | 568684
2032-12-01 | 587676
2033-01-01 | 587676
2033-02-01 | 530804
2033-03-01 | 587676
2033-04-01 | 568678
2033-05-01 | 380861
2033-06-01 | 347009
2033-07-01 | 514216
2033-08-01 | 586049
2033-09-01 | 578772
2033-10-01 | 598064
2033-11-01 | 578772
2033-12-01 | 598064
2034-01-01 | 598064
2034-02-01 | 540180
2034-03-01 | 598064
2034-04-01 | 578700
2034-05-01 | 598000
2034-06-01 | 578700
2034-07-01 | 598000
2034-08-01 | 598000
2034-09-01 | 588825
2034-10-01 | 608390
2034-11-01 | 588788
2034-12-01 | 608433
2035-01-01 | 608442
2035-02-01 | 549570
2035-03-01 | 608452
2035-04-01 | 588825
2035-05-01 | 608418
2035-06-01 | 588750
2035-07-01 | 608390
2035-08-01 | 608390
2035-09-01 | 597850
2035-10-01 | 617840
2035-11-01 | 597924
2035-12-01 | 617855
2036-01-01 | 617855
2036-02-01 | 558060
2036-03-01 | 617850
2036-04-01 | 597920
2036-05-01 | 617850
2036-06-01 | 597924
2036-07-01 | 617780
2036-08-01 | 617780
2036-09-01 | 607023
2036-10-01 | 627190
2036-11-01 | 607023
2036-12-01 | 627257
2037-01-01 | 627250
2037-02-01 | 566555
2037-03-01 | 627257
2037-04-01 | 607023
2037-05-01 | 627190
2037-06-01 | 606960
2037-07-01 | 627190
2037-08-01 | 627190
2037-09-01 | 616122
2037-10-01 | 636659
2037-11-01 | 616122
2037-12-01 | 636659
2038-01-01 | 636659
2038-02-01 | 575047
2038-03-01 | 636659
2038-04-01 | 616060
2038-05-01 | 636590
2038-06-01 | 616060
2038-07-01 | 636590
2038-08-01 | 636590
2038-09-01 | 625150
2038-10-01 | 646056
2038-11-01 | 625150
2038-12-01 | 646062
2039-01-01 | 646062
2039-02-01 | 583540
2039-03-01 | 646060
2039-04-01 | 625150
2039-05-01 | 645980
2039-06-01 | 625150
2039-07-01 | 645980
2039-08-01 | 645980
2039-09-01 | 634320
2039-10-01 | 655464
2039-11-01 | 634320
2039-12-01 | 655464
2040-01-01 | 655464
2040-02-01 | 592032
2040-03-01 | 655390
2040-04-01 | 634250
2040-05-01 | 655390
2040-06-01 | 630626
2040-07-01 | 652555
2040-08-01 | 654954
2040-09-01 | 615301
2040-10-01 | 662111
2040-11-01 | 640751
2040-12-01 | 662151
2041-01-01 | 662150
2041-02-01 | 598070
2041-03-01 | 662080
2041-04-01 | 640720
2041-05-01 | 662080
2041-06-01 | 640720
2041-07-01 | 661664
2041-08-01 | 352233
2041-09-01 | 647190
2041-10-01 | 668803
2041-11-01 | 647220
2041-12-01 | 668837
2042-01-01 | 668837
2042-02-01 | 604111
2042-03-01 | 668837
2042-04-01 | 647262
2042-05-01 | 668770
2042-06-01 | 647190
2042-07-01 | 668770
2042-08-01 | 668770
2042-09-01 | 653660
2042-10-01 | 675450
2042-11-01 | 653733
2042-12-01 | 675524
2043-01-01 | 675524
2043-02-01 | 610151
2043-03-01 | 675524
2043-04-01 | 653733
2043-05-01 | 675450
2043-06-01 | 653660
2043-07-01 | 675450
2043-08-01 | 675450
2043-09-01 | 660130
2043-10-01 | 682211
2043-11-01 | 660204
2043-12-01 | 682211
2044-01-01 | 682210
2044-02-01 | 616190
2044-03-01 | 682211
2044-04-01 | 660204
2044-05-01 | 682140
2044-06-01 | 660130
2044-07-01 | 682070
2044-08-01 | 214336
2044-09-01 | 666158
2044-10-01 | 688898
2044-11-01 | 666675
2044-12-01 | 688898
2045-01-01 | 688898
2045-02-01 | 622230
2045-03-01 | 688898
2045-04-01 | 321620
2045-05-01 | 249827
2045-06-01 | 212565
2045-07-01 | 212321
2045-08-01 | 219212
2045-09-01 | 351172
2045-10-01 | 695928
2045-11-01 | 673479
2045-12-01 | 695928
2046-01-01 | 695928
2046-02-01 | 628580
2046-03-01 | 695850
2046-04-01 | 673479
2046-05-01 | 695928
2046-06-01 | 673479
2046-07-01 | 695850
2046-08-01 | 695850
2046-09-01 | 680253
2046-10-01 | 702948
2046-11-01 | 680283
2046-12-01 | 702959
2047-01-01 | 702959
2047-02-01 | 634931
2047-03-01 | 702880
2047-04-01 | 680283
2047-05-01 | 662890
2047-06-01 | 213316
2047-07-01 | 209725
2047-08-01 | 369810
2047-09-01 | 583539
2047-10-01 | 709990
2047-11-01 | 687087
2047-12-01 | 709990
2048-01-01 | 709990
2048-02-01 | 641281
2048-03-01 | 709830
2048-04-01 | 686940
2048-05-01 | 378440
2048-06-01 | 211019
2048-07-01 | 202856
2048-08-01 | 211694
2048-09-01 | 693820
2048-10-01 | 717021
2048-11-01 | 693891
2048-12-01 | 717021
2049-01-01 | 717021
2049-02-01 | 647632
2049-03-01 | 717021
2049-04-01 | 693891
2049-05-01 | 716940
2049-06-01 | 693820
2049-07-01 | 716940
2049-08-01 | 716940
2049-09-01 | 700695
2049-10-01 | 724052
2049-11-01 | 700695
2049-12-01 | 724052
2050-01-01 | 724052
2050-02-01 | 653982
2050-03-01 | 723960
2050-04-01 | 700695
2050-05-01 | 723970
2050-06-01 | 700620
2050-07-01 | 723970
2050-08-01 | 724052
2050-09-01 | 700620
2050-10-01 | 724013
2050-11-01 | 700695
2050-12-01 | 724052
2051-01-01 | 724052
2051-02-01 | 653982
2051-03-01 | 724052
2051-04-01 | 700695
2051-05-01 | 724052
2051-06-01 | 700695
2051-07-01 | 724052
2051-08-01 | 724044
Sum | 220135832